## Archive
ID | Functional System Category | Functional System | Work Area | Custom Category 1 | Custom Sub-Category 1 | Tag ID | SAP ID | Equipment Description | Remove | Physical Location | Object Type | Component from ESOMs | Remove2 | FullFuncLoc | Unit | FuncSysCode | FuncSubSysCode | FuncType | Maint Group | Valve Number | DetailTag | CustomDetails | ArchivedAt | SourceWorkbook
| SOOT BLOWING | ACOUSTIC CLEANER |  |  |  |  | 2000007229 | Accessory Equipment | Delete |  | MISC |  |  | ES-SHC-003-SB-AS-EQUP_0001 | 3 | SB | AS | EQUP_0001 | J206 |  |  |  | 2025-09-26 18:37 | Search Dashboard v1.2 STABLE.xlsm
| SOOT BLOWING | ACOUSTIC CLEANER |  |  |  |  | 2000007230 | Instrument Equipment | Delete |  | MISC |  |  | ES-SHC-003-SB-AS-EQUP_0002 | 3 | SB | AS | EQUP_0002 | J206 |  |  |  | 2025-09-26 18:37 | Search Dashboard v1.2 STABLE.xlsm
| SOOT BLOWING | ACOUSTIC CLEANER |  |  |  |  | 2000007231 | Valve Equipment | Delete |  | MISC |  |  | ES-SHC-003-SB-AS-EQUP_0003 | 3 | SB | AS | EQUP_0003 | J206 |  |  |  | 2025-09-26 18:37 | Search Dashboard v1.2 STABLE.xlsm
| SOOT BLOWING | DETONATION CLEANER |  |  |  |  | 2000007232 | Accessory Equipment | Delete |  | MISC |  |  | ES-SHC-003-SB-DS-EQUP_0001 | 3 | SB | DS | EQUP_0001 | J206 |  |  |  | 2025-09-26 18:37 | Search Dashboard v1.2 STABLE.xlsm
| SOOT BLOWING | DETONATION CLEANER |  |  |  |  | 2000007233 | Instrument Equipment | Delete |  | MISC |  |  | ES-SHC-003-SB-DS-EQUP_0002 | 3 | SB | DS | EQUP_0002 | J206 |  |  |  | 2025-09-26 18:37 | Search Dashboard v1.2 STABLE.xlsm
| SOOT BLOWING | DETONATION CLEANER |  |  |  |  | 2000012186 | Valve Equipment | Delete |  | MISC |  |  | ES-SHC-003-SB-DS-EQUP_0003 | 3 | SB | DS | EQUP_0003 | J206 |  |  |  | 2025-09-26 18:37 | Search Dashboard v1.2 STABLE.xlsm
| SOOT BLOWING | DETONATION CLEANER |  |  |  | SSB AA 30001 | 2000131543 | Sbds-1 Proof Of Detonation Accelerometer | Delete | 15TH FL N306 30' WEST CONVECTIVE PASS, SOUTH WALL | MISC |  |  | ES-SHC-003-SB-DS-EQUP_0002 | 3 | SB | DS | EQUP_0002 | J206 |  |  |  | 2025-09-26 18:37 | Search Dashboard v1.2 STABLE.xlsm
| SOOT BLOWING | DETONATION CLEANER |  |  |  | SSB AA 30002 | 2000131545 | Sbds-2 Proof Of Detonation Accelerometer | Delete | 15TH FL N306 65' WEST CONVECTIVE PASS, SOUTH WALL | MISC |  |  | ES-SHC-003-SB-DS-EQUP_0002 | 3 | SB | DS | EQUP_0002 | J206 |  |  |  | 2025-09-26 18:37 | Search Dashboard v1.2 STABLE.xlsm
| SOOT BLOWING | DETONATION CLEANER |  |  |  | SSB AA 30003 | 2000131547 | Sbds-3 Proof Of Detonation Accelerometer | Delete | 15TH FL N310 30' EAST CONVECTIVE PASS, SOUTH WALL | MISC |  |  | ES-SHC-003-SB-DS-EQUP_0002 | 3 | SB | DS | EQUP_0002 | J206 |  |  |  | 2025-09-26 18:37 | Search Dashboard v1.2 STABLE.xlsm
| SOOT BLOWING | DETONATION CLEANER |  |  |  | SSB AA 30004 | 2000131549 | Sbds-4 Proof Of Detonation Accelerometer | Delete | 15TH FL 25' SW OF Q-306A CONVECTIVE PASS NORT WALL | MISC |  |  | ES-SHC-003-SB-DS-EQUP_0002 | 3 | SB | DS | EQUP_0002 | J206 |  |  |  | 2025-09-26 18:37 | Search Dashboard v1.2 STABLE.xlsm
| SOOT BLOWING | DETONATION CLEANER |  |  |  | SSB AA 30005 | 2000131551 | Sbds-5 Proof Of Detonation Accelerometer | Delete | 15TH FL 15' SW OF Q-307A CONVECTIVE PASS NORT WALL | MISC |  |  | ES-SHC-003-SB-DS-EQUP_0002 | 3 | SB | DS | EQUP_0002 | J206 |  |  |  | 2025-09-26 18:37 | Search Dashboard v1.2 STABLE.xlsm
| SOOT BLOWING | DETONATION CLEANER |  |  |  | SSB AA 30006 | 2000131553 | Sbds-6 Proof Of Detonation Accelerometer | Delete | 15TH FL 25' SE OF Q-308B CONVECTIVE PASS NORT WALL | MISC |  |  | ES-SHC-003-SB-DS-EQUP_0002 | 3 | SB | DS | EQUP_0002 | J206 |  |  |  | 2025-09-26 18:37 | Search Dashboard v1.2 STABLE.xlsm
| SOOT BLOWING | DETONATION CLEANER |  |  |  | SSB AA 30007 | 2000131555 | Sbds-7 Proof Of Detonation Accelerometer | Delete | 16TH FL 30' W OF N-306 CONVECTIVE PASS SOUTH WALL | MISC |  |  | ES-SHC-003-SB-DS-EQUP_0002 | 3 | SB | DS | EQUP_0002 | J206 |  |  |  | 2025-09-26 18:37 | Search Dashboard v1.2 STABLE.xlsm
| SOOT BLOWING | DETONATION CLEANER |  |  |  | SSB AA 30008 | 2000131557 | Sbds-8 Proof Of Detonation Accelerometer | Delete | 16TH FL 65' W OF N-306 CONVECTIVE PASS SOUTH WALL | MISC |  |  | ES-SHC-003-SB-DS-EQUP_0002 | 3 | SB | DS | EQUP_0002 | J206 |  |  |  | 2025-09-26 18:37 | Search Dashboard v1.2 STABLE.xlsm
| SOOT BLOWING | DETONATION CLEANER |  |  |  | SSB AA 30009 | 2000131558 | Sbds-9 Proof Of Detonation Accelerometer | Delete | 16TH FL 30' E OF N-310 CONVECTIVE PASS SOUTH WALL | MISC |  |  | ES-SHC-003-SB-DS-EQUP_0002 | 3 | SB | DS | EQUP_0002 | J206 |  |  |  | 2025-09-26 18:37 | Search Dashboard v1.2 STABLE.xlsm
| SOOT BLOWING | DETONATION CLEANER |  |  |  | SSB AA 30010 | 2000131560 | Sbds-10 Proof Of Detonation Acceleromete | Delete | 16TH FL 25' SW OF Q-306A CONVECTIVE PASS NORT WALL | MISC |  |  | ES-SHC-003-SB-DS-EQUP_0002 | 3 | SB | DS | EQUP_0002 | J206 |  |  |  | 2025-09-26 18:37 | Search Dashboard v1.2 STABLE.xlsm
| SOOT BLOWING | DETONATION CLEANER |  |  |  | SSB AA 30011 | 2000131562 | Sbds-11 Proof Of Detonation Acceleromete | Delete | 16TH FL 30' SW OF Q-307A CONVECTIVE PASS NORT WALL | MISC |  |  | ES-SHC-003-SB-DS-EQUP_0002 | 3 | SB | DS | EQUP_0002 | J206 |  |  |  | 2025-09-26 18:37 | Search Dashboard v1.2 STABLE.xlsm
| SOOT BLOWING | DETONATION CLEANER |  |  |  | SSB AA 30012 | 2000131564 | Sbds-12 Proof Of Detonation Acceleromete | Delete | 16TH FL 25' SE OF Q-308B CONVECTIVE PASS NORT WALL | MISC |  |  | ES-SHC-003-SB-DS-EQUP_0002 | 3 | SB | DS | EQUP_0002 | J206 |  |  |  | 2025-09-26 18:37 | Search Dashboard v1.2 STABLE.xlsm
| SOOT BLOWING | DETONATION CLEANER |  |  |  | SSB AA 30013 | 2000131567 | Sbds-13 Proof Of Detonation Acceleromete | Delete | 17TH FL 30' W OF N306 CONVECTIVE PASS SOUTH WALL | MISC |  |  | ES-SHC-003-SB-DS-EQUP_0002 | 3 | SB | DS | EQUP_0002 | J206 |  |  |  | 2025-09-26 18:37 | Search Dashboard v1.2 STABLE.xlsm
| SOOT BLOWING | DETONATION CLEANER |  |  |  | SSB AA 30014 | 2000131569 | Sbds-14 Proof Of Detonation Acceleromete | Delete | 17TH FL 65' W OF N306 CONVECTIVE PASS SOUTH WALL | MISC |  |  | ES-SHC-003-SB-DS-EQUP_0002 | 3 | SB | DS | EQUP_0002 | J206 |  |  |  | 2025-09-26 18:37 | Search Dashboard v1.2 STABLE.xlsm
| SOOT BLOWING | DETONATION CLEANER |  |  |  | SSB AA 30015 | 2000131571 | Sbds-15 Proof Of Detonation Acceleromete | Delete | 17TH FL 30' E OF N310 CONVECTIVE PASS SOUTH WALL | MISC |  |  | ES-SHC-003-SB-DS-EQUP_0002 | 3 | SB | DS | EQUP_0002 | J206 |  |  |  | 2025-09-26 18:37 | Search Dashboard v1.2 STABLE.xlsm
| SOOT BLOWING | DETONATION CLEANER |  |  |  | SSB AA 30016 | 2000131573 | Sbds-16 Proof Of Detonation Acceleromete | Delete | 17TH FL 25' SW OF Q-306A CONVECTIVE PASS NORT WALL | MISC |  |  | ES-SHC-003-SB-DS-EQUP_0002 | 3 | SB | DS | EQUP_0002 | J206 |  |  |  | 2025-09-26 18:37 | Search Dashboard v1.2 STABLE.xlsm
| SOOT BLOWING | DETONATION CLEANER |  |  |  | SSB AA 30017 | 2000131575 | Sbds-17 Proof Of Detonation Acceleromete | Delete | 17TH FL 30' SW OF Q-307A CONVECTIVE PASS NORT WALL | MISC |  |  | ES-SHC-003-SB-DS-EQUP_0002 | 3 | SB | DS | EQUP_0002 | J206 |  |  |  | 2025-09-26 18:37 | Search Dashboard v1.2 STABLE.xlsm
| SOOT BLOWING | DETONATION CLEANER |  |  |  | SSB AA 30018 | 2000131577 | Sbds-18 Proof Of Detonation Acceleromete | Delete | 17TH FL 30' SW OF Q-307A CONVECTIVE PASS NORT WALL | MISC |  |  | ES-SHC-003-SB-DS-EQUP_0002 | 3 | SB | DS | EQUP_0002 | J206 |  |  |  | 2025-09-26 18:37 | Search Dashboard v1.2 STABLE.xlsm
| SOOT BLOWING | ACOUSTIC CLEANER |  |  |  | SSB ACP 3001 | 2000131578 | Sbac1-5 Control Power Acoustic Cleanng Cnt | Delete |  | CONTR |  |  | ES-SHC-003-SB-AS-EQUP_0002 | 3 | SB | AS | EQUP_0002 | J206 |  |  |  | 2025-09-26 18:37 | Search Dashboard v1.2 STABLE.xlsm
| SOOT BLOWING | DETONATION CLEANER |  |  |  | SSB AT 30137 | 2000131582 | Backpass Acoustic Sb Gas Montr Etheylene | Delete | 3-1/2 FLOOR, WEST SIDE BOILER | INSTM |  |  | ES-SHC-003-SB-DS-EQUP_0002 | 3 | SB | DS | EQUP_0002 | J206 |  |  |  | 2025-09-26 18:37 | Search Dashboard v1.2 STABLE.xlsm
| SOOT BLOWING | DETONATION CLEANER |  |  |  | SSB AV 34012 | 2000131584 | Sbds Ethlyene Vent Isolation Valve | Delete | SKID | MISC |  |  | ES-SHC-003-SB-DS-EQUP_0003 | 3 | SB | DS | EQUP_0003 | J206 |  |  |  | 2025-09-26 18:37 | Search Dashboard v1.2 STABLE.xlsm
| SOOT BLOWING | DETONATION CLEANER |  |  |  | SSB AV 34013 | 2000131586 | Sbds Ethlyene Vent Isolation Valve | Delete | SKID | MISC |  |  | ES-SHC-003-SB-DS-EQUP_0003 | 3 | SB | DS | EQUP_0003 | J206 |  |  |  | 2025-09-26 18:37 | Search Dashboard v1.2 STABLE.xlsm
| SOOT BLOWING | DETONATION CLEANER |  |  |  | SSB BV 3767 | 2000132330 | Sbds1 Ethylene Isolation Valve | Delete | 15 FLR S WALL OF CONV PASS - EAST SIDE | VALVE |  |  | ES-SHC-003-SB-DS-EQUP_0003 | 3 | SB | DS | EQUP_0003 | J206 | 3767 |  |  | 2025-09-26 18:37 | Search Dashboard v1.2 STABLE.xlsm
| SOOT BLOWING | DETONATION CLEANER |  |  |  | SSB BV 3768 | 2000132332 | Sbds1 Oxidant Sys Isolation Valve | Delete | 15 FLR S WALL OF CONV PASS - EAST SIDE | VALVE |  |  | ES-SHC-003-SB-DS-EQUP_0003 | 3 | SB | DS | EQUP_0003 | J206 | 3768 |  |  | 2025-09-26 18:37 | Search Dashboard v1.2 STABLE.xlsm
| SOOT BLOWING | DETONATION CLEANER |  |  |  | SSB BV 3769 | 2000132334 | Sbds1 Oxidant Pressure Indicator Isolation Valve | Delete | 15 FLR S WALL OF CONV PASS - EAST SIDE | VALVE |  |  | ES-SHC-003-SB-DS-EQUP_0003 | 3 | SB | DS | EQUP_0003 | J206 | 3769 |  |  | 2025-09-26 18:37 | Search Dashboard v1.2 STABLE.xlsm
| SOOT BLOWING | DETONATION CLEANER |  |  |  | SSB BV 3771 | 2000132336 | Sbds2 Ethylene Isolation Valve | Delete | 15 FLR S WALL OF CONV PASS - CENTER SIDE | VALVE |  |  | ES-SHC-003-SB-DS-EQUP_0003 | 3 | SB | DS | EQUP_0003 | J206 | 3771 |  |  | 2025-09-26 18:37 | Search Dashboard v1.2 STABLE.xlsm
| SOOT BLOWING | DETONATION CLEANER |  |  |  | SSB BV 3772 | 2000132338 | Sbds2 Oxidant Sys Isolation Valve | Delete | 15 FLR S WALL OF CONV PASS - CENTER SIDE | VALVE |  |  | ES-SHC-003-SB-DS-EQUP_0003 | 3 | SB | DS | EQUP_0003 | J206 | 3772 |  |  | 2025-09-26 18:37 | Search Dashboard v1.2 STABLE.xlsm
| SOOT BLOWING | DETONATION CLEANER |  |  |  | SSB BV 3773 | 2000132340 | Sbds2 Oxidant Pressure Indicator Isolation Valve | Delete | 15 FLR S WALL OF CONV PASS - CENTER SIDE | VALVE |  |  | ES-SHC-003-SB-DS-EQUP_0003 | 3 | SB | DS | EQUP_0003 | J206 | 3773 |  |  | 2025-09-26 18:37 | Search Dashboard v1.2 STABLE.xlsm
| SOOT BLOWING | DETONATION CLEANER |  |  |  | SSB BV 3775 | 2000132342 | Sbds3 Ethylene Isolation Valve | Delete | 15 FLR S WALL OF CONV PASS - WEST SIDE | VALVE |  |  | ES-SHC-003-SB-DS-EQUP_0003 | 3 | SB | DS | EQUP_0003 | J206 | 3775 |  |  | 2025-09-26 18:37 | Search Dashboard v1.2 STABLE.xlsm
| SOOT BLOWING | DETONATION CLEANER |  |  |  | SSB BV 3776 | 2000132344 | Sbds3 Oxidant Sys Isolation Valve | Delete | 15 FLR S WALL OF CONV PASS - WEST SIDE | VALVE |  |  | ES-SHC-003-SB-DS-EQUP_0003 | 3 | SB | DS | EQUP_0003 | J206 | 3776 |  |  | 2025-09-26 18:37 | Search Dashboard v1.2 STABLE.xlsm
| SOOT BLOWING | DETONATION CLEANER |  |  |  | SSB BV 3777 | 2000132346 | Sbds3 Oxidant Pressure Indicator Isolation Valve | Delete | 15 FLR S WALL OF CONV PASS - WEST SIDE | VALVE |  |  | ES-SHC-003-SB-DS-EQUP_0003 | 3 | SB | DS | EQUP_0003 | J206 | 3777 |  |  | 2025-09-26 18:37 | Search Dashboard v1.2 STABLE.xlsm
| SOOT BLOWING | DETONATION CLEANER |  |  |  | SSB BV 3779 | 2000132348 | Sbds4 Ethylene Isolation Valve | Delete | 15 FLR N WALL BTWN Q306A & Q307A | VALVE |  |  | ES-SHC-003-SB-DS-EQUP_0003 | 3 | SB | DS | EQUP_0003 | J206 | 3779 |  |  | 2025-09-26 18:37 | Search Dashboard v1.2 STABLE.xlsm
| SOOT BLOWING | DETONATION CLEANER |  |  |  | SSB BV 3780 | 2000132350 | Sbds4 Oxidant Sys Isolation Valve | Delete | 15 FLR N WALL BTWN Q306A & Q307A | VALVE |  |  | ES-SHC-003-SB-DS-EQUP_0003 | 3 | SB | DS | EQUP_0003 | J206 | 3780 |  |  | 2025-09-26 18:37 | Search Dashboard v1.2 STABLE.xlsm
| SOOT BLOWING | DETONATION CLEANER |  |  |  | SSB BV 3781 | 2000132352 | Sbds4 Oxidant Pressure Indicator Isolation Valve | Delete | 15 FLR N WALL BTWN Q306A & Q307A | VALVE |  |  | ES-SHC-003-SB-DS-EQUP_0003 | 3 | SB | DS | EQUP_0003 | J206 | 3781 |  |  | 2025-09-26 18:37 | Search Dashboard v1.2 STABLE.xlsm
| SOOT BLOWING | DETONATION CLEANER |  |  |  | SSB BV 3783 | 2000132354 | Sbds5 Ethylene Isolation Valve | Delete | 15 FLR N WALL BTWN Q308 & Q307A | VALVE |  |  | ES-SHC-003-SB-DS-EQUP_0003 | 3 | SB | DS | EQUP_0003 | J206 | 3783 |  |  | 2025-09-26 18:37 | Search Dashboard v1.2 STABLE.xlsm
| SOOT BLOWING | DETONATION CLEANER |  |  |  | SSB BV 3784 | 2000132356 | Sbds5 Oxidant Sys Isolation Valve | Delete | 15 FLR N WALL BTWN Q308 & Q307A | VALVE |  |  | ES-SHC-003-SB-DS-EQUP_0003 | 3 | SB | DS | EQUP_0003 | J206 | 3784 |  |  | 2025-09-26 18:37 | Search Dashboard v1.2 STABLE.xlsm
| SOOT BLOWING | DETONATION CLEANER |  |  |  | SSB BV 3785 | 2000132358 | Sbds5 Oxidant Pressure Indicator Isolation Valve | Delete | 15 FLR N WALL BTWN Q308 & Q307A | VALVE |  |  | ES-SHC-003-SB-DS-EQUP_0003 | 3 | SB | DS | EQUP_0003 | J206 | 3785 |  |  | 2025-09-26 18:37 | Search Dashboard v1.2 STABLE.xlsm
| SOOT BLOWING | DETONATION CLEANER |  |  |  | SSB BV 3789 | 2000132360 | Sbds6 Ethylene Isolation Valve | Delete | 15 FLR N WALL BTWN Q308 & Q308B | VALVE |  |  | ES-SHC-003-SB-DS-EQUP_0003 | 3 | SB | DS | EQUP_0003 | J206 | 3789 |  |  | 2025-09-26 18:37 | Search Dashboard v1.2 STABLE.xlsm
| SOOT BLOWING | DETONATION CLEANER |  |  |  | SSB BV 3790 | 2000132362 | Sbds6 Oxidant Sys Isolation Valve | Delete | 15 FLR N WALL BTWN Q308 & Q308B | VALVE |  |  | ES-SHC-003-SB-DS-EQUP_0003 | 3 | SB | DS | EQUP_0003 | J206 | 3790 |  |  | 2025-09-26 18:37 | Search Dashboard v1.2 STABLE.xlsm
| SOOT BLOWING | DETONATION CLEANER |  |  |  | SSB BV 3791 | 2000132364 | Sbds6 Oxidant Pressure Indicator Isolation Valve | Delete | 15 FLR N WALL BTWN Q308 & Q308B | VALVE |  |  | ES-SHC-003-SB-DS-EQUP_0003 | 3 | SB | DS | EQUP_0003 | J206 | 3791 |  |  | 2025-09-26 18:37 | Search Dashboard v1.2 STABLE.xlsm
| SOOT BLOWING | DETONATION CLEANER |  |  |  | SSB BV 3793 | 2000132366 | Sbds7 Ethylene Isolation Valve | Delete | 16 FLR S WALL OF CONV PASS - EAST SIDE | VALVE |  |  | ES-SHC-003-SB-DS-EQUP_0003 | 3 | SB | DS | EQUP_0003 | J206 | 3793 |  |  | 2025-09-26 18:37 | Search Dashboard v1.2 STABLE.xlsm
| SOOT BLOWING | DETONATION CLEANER |  |  |  | SSB BV 3794 | 2000132368 | Sbds7 Oxidant Sys Isolation Valve | Delete | 16 FLR S WALL OF CONV PASS - EAST SIDE | VALVE |  |  | ES-SHC-003-SB-DS-EQUP_0003 | 3 | SB | DS | EQUP_0003 | J206 | 3794 |  |  | 2025-09-26 18:37 | Search Dashboard v1.2 STABLE.xlsm
| SOOT BLOWING | DETONATION CLEANER |  |  |  | SSB BV 3795 | 2000132370 | Sbds7 Oxidant Pressure Indicator Isolation Valve | Delete | 16 FLR S WALL OF CONV PASS - EAST SIDE | VALVE |  |  | ES-SHC-003-SB-DS-EQUP_0003 | 3 | SB | DS | EQUP_0003 | J206 | 3795 |  |  | 2025-09-26 18:37 | Search Dashboard v1.2 STABLE.xlsm
| SOOT BLOWING | DETONATION CLEANER |  |  |  | SSB BV 3797 | 2000132372 | Sbds8 Ethylene Isolation Valve | Delete | 16 FLR S WALL OF CONV PASS - CENTER SIDE | VALVE |  |  | ES-SHC-003-SB-DS-EQUP_0003 | 3 | SB | DS | EQUP_0003 | J206 | 3797 |  |  | 2025-09-26 18:37 | Search Dashboard v1.2 STABLE.xlsm
| SOOT BLOWING | DETONATION CLEANER |  |  |  | SSB BV 3798 | 2000132374 | Sbds8 Oxidant Sys Isolation Valve | Delete | 16 FLR S WALL OF CONV PASS - CENTER SIDE | VALVE |  |  | ES-SHC-003-SB-DS-EQUP_0003 | 3 | SB | DS | EQUP_0003 | J206 | 3798 |  |  | 2025-09-26 18:37 | Search Dashboard v1.2 STABLE.xlsm
| SOOT BLOWING | DETONATION CLEANER |  |  |  | SSB BV 3799 | 2000132376 | Sbds8 Oxidant Pressure Indicator Isolation Valve | Delete | 16 FLR S WALL OF CONV PASS - CENTER SIDE | VALVE |  |  | ES-SHC-003-SB-DS-EQUP_0003 | 3 | SB | DS | EQUP_0003 | J206 | 3799 |  |  | 2025-09-26 18:37 | Search Dashboard v1.2 STABLE.xlsm
| SOOT BLOWING | DETONATION CLEANER |  |  |  | SSB BV 3802 | 2000132378 | Sbds9 Ethylene Isolation Valve | Delete | 16 FLR S WALL OF CONV PASS - WEST SIDE | VALVE |  |  | ES-SHC-003-SB-DS-EQUP_0003 | 3 | SB | DS | EQUP_0003 | J206 | 3802 |  |  | 2025-09-26 18:37 | Search Dashboard v1.2 STABLE.xlsm
| SOOT BLOWING | DETONATION CLEANER |  |  |  | SSB BV 3803 | 2000132380 | Sbds9 Oxidant Sys Isolation Valve | Delete | 16 FLR S WALL OF CONV PASS - WEST SIDE | VALVE |  |  | ES-SHC-003-SB-DS-EQUP_0003 | 3 | SB | DS | EQUP_0003 | J206 | 3803 |  |  | 2025-09-26 18:37 | Search Dashboard v1.2 STABLE.xlsm
| SOOT BLOWING | DETONATION CLEANER |  |  |  | SSB BV 3804 | 2000132384 | Sbds9 Oxidant Pressure Indicator Isolation Valve | Delete | 16 FLR S WALL OF CONV PASS - WEST SIDE | VALVE |  |  | ES-SHC-003-SB-DS-EQUP_0003 | 3 | SB | DS | EQUP_0003 | J206 | 3804 |  |  | 2025-09-26 18:37 | Search Dashboard v1.2 STABLE.xlsm
| SOOT BLOWING | DETONATION CLEANER |  |  |  | SSB BV 3806 | 2000132386 | Sbds10 Ethylene Isolation Valve | Delete | 16 FLR N WALL BTWN Q306A & Q307A | VALVE |  |  | ES-SHC-003-SB-DS-EQUP_0003 | 3 | SB | DS | EQUP_0003 | J206 | 3806 |  |  | 2025-09-26 18:37 | Search Dashboard v1.2 STABLE.xlsm
| SOOT BLOWING | DETONATION CLEANER |  |  |  | SSB BV 3807 | 2000132388 | Sbds10 Oxidant Sys Isolation Valve | Delete | 16 FLR N WALL BTWN Q306A & Q307A | VALVE |  |  | ES-SHC-003-SB-DS-EQUP_0003 | 3 | SB | DS | EQUP_0003 | J206 | 3807 |  |  | 2025-09-26 18:37 | Search Dashboard v1.2 STABLE.xlsm
| SOOT BLOWING | DETONATION CLEANER |  |  |  | SSB BV 3808 | 2000132390 | Sbds10 Oxidant Pressure Indicator Isolation Valve | Delete | 16 FLR N WALL BTWN Q306A & Q307A | VALVE |  |  | ES-SHC-003-SB-DS-EQUP_0003 | 3 | SB | DS | EQUP_0003 | J206 | 3808 |  |  | 2025-09-26 18:37 | Search Dashboard v1.2 STABLE.xlsm
| SOOT BLOWING | DETONATION CLEANER |  |  |  | SSB BV 3810 | 2000132393 | Sbds11 Ethylene Isolation Valve | Delete | 16 FLR N WALL BTWN Q308 & Q307A | VALVE |  |  | ES-SHC-003-SB-DS-EQUP_0003 | 3 | SB | DS | EQUP_0003 | J206 | 3810 |  |  | 2025-09-26 18:37 | Search Dashboard v1.2 STABLE.xlsm
| SOOT BLOWING | DETONATION CLEANER |  |  |  | SSB BV 3811 | 2000132395 | Sbds11 Oxidant Sys Isolation Valve | Delete | 16 FLR N WALL BTWN Q308 & Q307A | VALVE |  |  | ES-SHC-003-SB-DS-EQUP_0003 | 3 | SB | DS | EQUP_0003 | J206 | 3811 |  |  | 2025-09-26 18:37 | Search Dashboard v1.2 STABLE.xlsm
| SOOT BLOWING | DETONATION CLEANER |  |  |  | SSB BV 3812 | 2000132397 | Sbds11 Oxidant Pressure Indicator Isolation Valve | Delete | 16 FLR N WALL BTWN Q308 & Q307A | VALVE |  |  | ES-SHC-003-SB-DS-EQUP_0003 | 3 | SB | DS | EQUP_0003 | J206 | 3812 |  |  | 2025-09-26 18:37 | Search Dashboard v1.2 STABLE.xlsm
| SOOT BLOWING | DETONATION CLEANER |  |  |  | SSB BV 3814 | 2000132399 | Sbds12 Ethylene Isolation Valve | Delete | 16 FLR N WALL BTWN Q308 & Q308B | VALVE |  |  | ES-SHC-003-SB-DS-EQUP_0003 | 3 | SB | DS | EQUP_0003 | J206 | 3814 |  |  | 2025-09-26 18:37 | Search Dashboard v1.2 STABLE.xlsm
| SOOT BLOWING | DETONATION CLEANER |  |  |  | SSB BV 3815 | 2000132701 | Sbds12 Oxidant Sys Isolation Valve | Delete | 16 FLR N WALL BTWN Q308 & Q308B | VALVE |  |  | ES-SHC-003-SB-DS-EQUP_0003 | 3 | SB | DS | EQUP_0003 | J206 | 3815 |  |  | 2025-09-26 18:37 | Search Dashboard v1.2 STABLE.xlsm
| SOOT BLOWING | DETONATION CLEANER |  |  |  | SSB BV 3816 | 2000132702 | Sbds12 Oxidant Pressure Indicator Isolation Valve | Delete | 16 FLR N WALL BTWN Q308 & Q308B | VALVE |  |  | ES-SHC-003-SB-DS-EQUP_0003 | 3 | SB | DS | EQUP_0003 | J206 | 3816 |  |  | 2025-09-26 18:37 | Search Dashboard v1.2 STABLE.xlsm
| SOOT BLOWING | DETONATION CLEANER |  |  |  | SSB BV 3819 | 2000132704 | Sbds13 Ethylene Isolation Valve | Delete | 17 FLR S WALL OF CONV PASS - EAST SIDE | VALVE |  |  | ES-SHC-003-SB-DS-EQUP_0003 | 3 | SB | DS | EQUP_0003 | J206 | 3819 |  |  | 2025-09-26 18:37 | Search Dashboard v1.2 STABLE.xlsm
| SOOT BLOWING | DETONATION CLEANER |  |  |  | SSB BV 3820 | 2000132707 | Sbds13 Oxidant Sys Isolation Valve | Delete | 17 FLR S WALL OF CONV PASS - EAST SIDE | VALVE |  |  | ES-SHC-003-SB-DS-EQUP_0003 | 3 | SB | DS | EQUP_0003 | J206 | 3820 |  |  | 2025-09-26 18:37 | Search Dashboard v1.2 STABLE.xlsm
| SOOT BLOWING | DETONATION CLEANER |  |  |  | SSB BV 3821 | 2000132709 | Sbds13 Oxidant Pressure Indicator Isolation Valve | Delete | 17 FLR S WALL OF CONV PASS - EAST SIDE | VALVE |  |  | ES-SHC-003-SB-DS-EQUP_0003 | 3 | SB | DS | EQUP_0003 | J206 | 3821 |  |  | 2025-09-26 18:37 | Search Dashboard v1.2 STABLE.xlsm
| SOOT BLOWING | DETONATION CLEANER |  |  |  | SSB BV 3823 | 2000132711 | Sbds14 Ethylene Isolation Valve | Delete | 17 FLR S WALL OF CONV PASS - CENTER SIDE | VALVE |  |  | ES-SHC-003-SB-DS-EQUP_0003 | 3 | SB | DS | EQUP_0003 | J206 | 3823 |  |  | 2025-09-26 18:37 | Search Dashboard v1.2 STABLE.xlsm
| SOOT BLOWING | DETONATION CLEANER |  |  |  | SSB BV 3824 | 2000132712 | Sbds14 Oxidant Sys Isolation Valve | Delete | 17 FLR S WALL OF CONV PASS - CENTER SIDE | VALVE |  |  | ES-SHC-003-SB-DS-EQUP_0003 | 3 | SB | DS | EQUP_0003 | J206 | 3824 |  |  | 2025-09-26 18:37 | Search Dashboard v1.2 STABLE.xlsm
| SOOT BLOWING | DETONATION CLEANER |  |  |  | SSB BV 3825 | 2000132715 | Sbds14 Oxidant Pressure Indicator Isolation Valve | Delete | 17 FLR S WALL OF CONV PASS - CENTER SIDE | VALVE |  |  | ES-SHC-003-SB-DS-EQUP_0003 | 3 | SB | DS | EQUP_0003 | J206 | 3825 |  |  | 2025-09-26 18:37 | Search Dashboard v1.2 STABLE.xlsm
| SOOT BLOWING | DETONATION CLEANER |  |  |  | SSB BV 3827 | 2000132717 | Sbds15 Ethylene Isolation Valve | Delete | 17 FLR S WALL OF CONV PASS - WEST SIDE | VALVE |  |  | ES-SHC-003-SB-DS-EQUP_0003 | 3 | SB | DS | EQUP_0003 | J206 | 3827 |  |  | 2025-09-26 18:37 | Search Dashboard v1.2 STABLE.xlsm
| SOOT BLOWING | DETONATION CLEANER |  |  |  | SSB BV 3828 | 2000132719 | Sbds15 Oxidant Sys Isolation Valve | Delete | 17 FLR S WALL OF CONV PASS - WEST SIDE | VALVE |  |  | ES-SHC-003-SB-DS-EQUP_0003 | 3 | SB | DS | EQUP_0003 | J206 | 3828 |  |  | 2025-09-26 18:37 | Search Dashboard v1.2 STABLE.xlsm
| SOOT BLOWING | DETONATION CLEANER |  |  |  | SSB BV 3829 | 2000132721 | Sbds15 Oxidant Pressure Indicator Isolation Valve | Delete | 17 FLR S WALL OF CONV PASS - WEST SIDE | VALVE |  |  | ES-SHC-003-SB-DS-EQUP_0003 | 3 | SB | DS | EQUP_0003 | J206 | 3829 |  |  | 2025-09-26 18:37 | Search Dashboard v1.2 STABLE.xlsm
| SOOT BLOWING | DETONATION CLEANER |  |  |  | SSB BV 3831 | 2000132723 | Sbds16 Ethylene Isolation Valve | Delete | 17 FLR N WALL BTWN Q306A & Q307A | VALVE |  |  | ES-SHC-003-SB-DS-EQUP_0003 | 3 | SB | DS | EQUP_0003 | J206 | 3831 |  |  | 2025-09-26 18:38 | Search Dashboard v1.2 STABLE.xlsm
| SOOT BLOWING | DETONATION CLEANER |  |  |  | SSB BV 3832 | 2000132725 | Sbds16 Oxidant Sys Isolation Valve | Delete | 17 FLR N WALL BTWN Q306A & Q307A | VALVE |  |  | ES-SHC-003-SB-DS-EQUP_0003 | 3 | SB | DS | EQUP_0003 | J206 | 3832 |  |  | 2025-09-26 18:38 | Search Dashboard v1.2 STABLE.xlsm
| SOOT BLOWING | DETONATION CLEANER |  |  |  | SSB BV 3833 | 2000132727 | Sbds16 Oxidant Pressure Indicator Isolation Valve | Delete | 17 FLR N WALL BTWN Q306A & Q307A | VALVE |  |  | ES-SHC-003-SB-DS-EQUP_0003 | 3 | SB | DS | EQUP_0003 | J206 | 3833 |  |  | 2025-09-26 18:38 | Search Dashboard v1.2 STABLE.xlsm
| SOOT BLOWING | DETONATION CLEANER |  |  |  | SSB BV 3835 | 2000132729 | Sbds17 Ethylene Isolation Valve | Delete | 17 FLR N WALL BTWN Q308 & Q307A | VALVE |  |  | ES-SHC-003-SB-DS-EQUP_0003 | 3 | SB | DS | EQUP_0003 | J206 | 3835 |  |  | 2025-09-26 18:38 | Search Dashboard v1.2 STABLE.xlsm
| SOOT BLOWING | DETONATION CLEANER |  |  |  | SSB BV 3836 | 2000132731 | Sbds17 Oxidant Sys Isolation Valve | Delete | 17 FLR N WALL BTWN Q308 & Q307A | VALVE |  |  | ES-SHC-003-SB-DS-EQUP_0003 | 3 | SB | DS | EQUP_0003 | J206 | 3836 |  |  | 2025-09-26 18:38 | Search Dashboard v1.2 STABLE.xlsm
| SOOT BLOWING | DETONATION CLEANER |  |  |  | SSB BV 3837 | 2000132733 | Sbds17 Oxidant Pressure Indicator Isolation Valve | Delete | 17 FLR N WALL BTWN Q308 & Q307A | VALVE |  |  | ES-SHC-003-SB-DS-EQUP_0003 | 3 | SB | DS | EQUP_0003 | J206 | 3837 |  |  | 2025-09-26 18:38 | Search Dashboard v1.2 STABLE.xlsm
| SOOT BLOWING | DETONATION CLEANER |  |  |  | SSB BV 3839 | 2000132735 | Sbds18 Ethylene Isolation Valve | Delete | 17 FLR N WALL BTWN Q308 & Q308B | VALVE |  |  | ES-SHC-003-SB-DS-EQUP_0003 | 3 | SB | DS | EQUP_0003 | J206 | 3839 |  |  | 2025-09-26 18:38 | Search Dashboard v1.2 STABLE.xlsm
| SOOT BLOWING | DETONATION CLEANER |  |  |  | SSB BV 3840 | 2000132737 | Sbds18 Oxidant Sys Isolation Valve | Delete | 17 FLR N WALL BTWN Q308 & Q308B | VALVE |  |  | ES-SHC-003-SB-DS-EQUP_0003 | 3 | SB | DS | EQUP_0003 | J206 | 3840 |  |  | 2025-09-26 18:38 | Search Dashboard v1.2 STABLE.xlsm
| SOOT BLOWING | DETONATION CLEANER |  |  |  | SSB BV 3841 | 2000132739 | Sbds18 Oxidant Pressure Indicator Isolation Valve | Delete | 17 FLR N WALL BTWN Q308 & Q308B | VALVE |  |  | ES-SHC-003-SB-DS-EQUP_0003 | 3 | SB | DS | EQUP_0003 | J206 | 3841 |  |  | 2025-09-26 18:38 | Search Dashboard v1.2 STABLE.xlsm
| SOOT BLOWING | DETONATION CLEANER |  |  |  | SSB BV 3843 | 2000132741 | Sbds Ethylene Isolation Valve | Delete | 15TH FL AT P312 | VALVE |  |  | ES-SHC-003-SB-DS-EQUP_0003 | 3 | SB | DS | EQUP_0003 | J206 | 3843 |  |  | 2025-09-26 18:38 | Search Dashboard v1.2 STABLE.xlsm
| SOOT BLOWING | DETONATION CLEANER |  |  |  | SSB BV 3844 | 2000132743 | Sbds Ethylene Isolation Valve | Delete | 15TH FL AT P312 | VALVE |  |  | ES-SHC-003-SB-DS-EQUP_0003 | 3 | SB | DS | EQUP_0003 | J206 | 3844 |  |  | 2025-09-26 18:38 | Search Dashboard v1.2 STABLE.xlsm
| SOOT BLOWING | DETONATION CLEANER |  |  |  | SSB BV 3845 | 2000132745 | Sbds Ethylene Isolation Valve | Delete | 15TH FL AT P312 | VALVE |  |  | ES-SHC-003-SB-DS-EQUP_0003 | 3 | SB | DS | EQUP_0003 | J206 | 3845 |  |  | 2025-09-26 18:38 | Search Dashboard v1.2 STABLE.xlsm
| SOOT BLOWING | DETONATION CLEANER |  |  |  | SSB BV 3847 | 2000132747 | Sbds Ethylene Xmtr Isolation Valve | Delete | 2ND FL WEST | VALVE |  |  | ES-SHC-003-SB-DS-EQUP_0003 | 3 | SB | DS | EQUP_0003 | J206 | 3847 |  |  | 2025-09-26 18:38 | Search Dashboard v1.2 STABLE.xlsm
| SOOT BLOWING | DETONATION CLEANER |  |  |  | SSB BV 3848 | 2000132749 | Sbds Ethylene Xmtr Isolation Valve | Delete | 2ND FL WEST | VALVE |  |  | ES-SHC-003-SB-DS-EQUP_0003 | 3 | SB | DS | EQUP_0003 | J206 | 3848 |  |  | 2025-09-26 18:38 | Search Dashboard v1.2 STABLE.xlsm
| SOOT BLOWING | DETONATION CLEANER |  |  |  | SSB BV 3849 | 2000132751 | Sbds Ethylene Pressure Isolation Valve | Delete | 2ND FL WEST | VALVE |  |  | ES-SHC-003-SB-DS-EQUP_0003 | 3 | SB | DS | EQUP_0003 | J206 | 3849 |  |  | 2025-09-26 18:38 | Search Dashboard v1.2 STABLE.xlsm
| SOOT BLOWING | DETONATION CLEANER |  |  |  | SSB BV 3850 | 2000132753 | Sbds Ethylene Isolation Valve | Delete | 2ND FL WEST | VALVE |  |  | ES-SHC-003-SB-DS-EQUP_0003 | 3 | SB | DS | EQUP_0003 | J206 | 3850 |  |  | 2025-09-26 18:38 | Search Dashboard v1.2 STABLE.xlsm
| SOOT BLOWING | DETONATION CLEANER |  |  |  | SSB BV 3851 | 2000132755 | Sbds Ethylene Sys Bleed Isolation Valve | Delete | 2ND FL WEST | VALVE |  |  | ES-SHC-003-SB-DS-EQUP_0003 | 3 | SB | DS | EQUP_0003 | J206 | 3851 |  |  | 2025-09-26 18:38 | Search Dashboard v1.2 STABLE.xlsm
| SOOT BLOWING | DETONATION CLEANER |  |  |  | SSB BV 3852 | 2000132757 | Sbds Ethylene Sys Vent Valve Isolation | Delete | 2ND FL WEST | VALVE |  |  | ES-SHC-003-SB-DS-EQUP_0003 | 3 | SB | DS | EQUP_0003 | J206 | 3852 |  |  | 2025-09-26 18:38 | Search Dashboard v1.2 STABLE.xlsm
| SOOT BLOWING | DETONATION CLEANER |  |  |  | SSB BV 3853 | 2000132759 | Sbds Ethylene Reg Discharge Isolation Valve | Delete | SKID | VALVE |  |  | ES-SHC-003-SB-DS-EQUP_0003 | 3 | SB | DS | EQUP_0003 | J206 | 3853 |  |  | 2025-09-26 18:38 | Search Dashboard v1.2 STABLE.xlsm
| SOOT BLOWING | DETONATION CLEANER |  |  |  | SSB BV 3854 | 2000132761 | Sbds Ethylene Reg Bypass Isolation Valve | Delete | SKID | VALVE |  |  | ES-SHC-003-SB-DS-EQUP_0003 | 3 | SB | DS | EQUP_0003 | J206 | 3854 |  |  | 2025-09-26 18:38 | Search Dashboard v1.2 STABLE.xlsm
| SOOT BLOWING | DETONATION CLEANER |  |  |  | SSB BV 3855 | 2000132762 | Sbds Ethylene Reg Bypass Isolation Valve | Delete | SKID | VALVE |  |  | ES-SHC-003-SB-DS-EQUP_0003 | 3 | SB | DS | EQUP_0003 | J206 | 3855 |  |  | 2025-09-26 18:38 | Search Dashboard v1.2 STABLE.xlsm
| SOOT BLOWING | DETONATION CLEANER |  |  |  | SSB BV 3871 | 2000132764 | Sbds Ethylene North Pad Isolation Valve | Delete | SKID | VALVE |  |  | ES-SHC-003-SB-DS-EQUP_0003 | 3 | SB | DS | EQUP_0003 | J206 | 3871 |  |  | 2025-09-26 18:38 | Search Dashboard v1.2 STABLE.xlsm
| SOOT BLOWING | DETONATION CLEANER |  |  |  | SSB BV 3872 | 2000132767 | Sbds Ethylene South Pad Isolation Valve | Delete | SKID | VALVE |  |  | ES-SHC-003-SB-DS-EQUP_0003 | 3 | SB | DS | EQUP_0003 | J206 | 3872 |  |  | 2025-09-26 18:38 | Search Dashboard v1.2 STABLE.xlsm
| SOOT BLOWING | DETONATION CLEANER |  |  |  | SSB BV 3873 | 2000132769 | Sbds Ethylene Vent Isolation Valve | Delete | SKID | VALVE |  |  | ES-SHC-003-SB-DS-EQUP_0003 | 3 | SB | DS | EQUP_0003 | J206 | 3873 |  |  | 2025-09-26 18:38 | Search Dashboard v1.2 STABLE.xlsm
| SOOT BLOWING | DETONATION CLEANER |  |  |  | SSB BV 3876 | 2000132771 | Sbds Ethylene Emergency Isolation Valve | Delete | SKID | VALVE |  |  | ES-SHC-003-SB-DS-EQUP_0003 | 3 | SB | DS | EQUP_0003 | J206 | 3876 |  |  | 2025-09-26 18:38 | Search Dashboard v1.2 STABLE.xlsm
| SOOT BLOWING | DETONATION CLEANER |  |  |  | SSB BV 3877 | 2000132773 | Sbds Ethyl Inerting Vent Isolation Valve | Delete | SKID | VALVE |  |  | ES-SHC-003-SB-DS-EQUP_0003 | 3 | SB | DS | EQUP_0003 | J206 | 3877 |  |  | 2025-09-26 18:38 | Search Dashboard v1.2 STABLE.xlsm
| SOOT BLOWING | DETONATION CLEANER |  |  |  | SSB BV 3878 | 2000132774 | Sbds Ethylene Inerting Pressure Indicator Isolation Valve | Delete | 970 S312 OUTSIDE BLDG WALL | VALVE |  |  | ES-SHC-003-SB-DS-EQUP_0003 | 3 | SB | DS | EQUP_0003 | J206 | 3878 |  |  | 2025-09-26 18:38 | Search Dashboard v1.2 STABLE.xlsm
| SOOT BLOWING | DETONATION CLEANER |  |  |  | SSB BV 3879 | 2000132776 | Sbds Ethyl Inerting Fill Isolation Valve | Delete | 970 S312 OUTSIDE BLDG WALL | VALVE |  |  | ES-SHC-003-SB-DS-EQUP_0003 | 3 | SB | DS | EQUP_0003 | J206 | 3879 |  |  | 2025-09-26 18:38 | Search Dashboard v1.2 STABLE.xlsm
| SOOT BLOWING | DETONATION CLEANER |  |  |  | SSB BV 3881 | 2000132778 | Sbds Ethylene Solenoid Isolation Valve | Delete | SKID | VALVE |  |  | ES-SHC-003-SB-DS-EQUP_0003 | 3 | SB | DS | EQUP_0003 | J206 | 3881 |  |  | 2025-09-26 18:38 | Search Dashboard v1.2 STABLE.xlsm
| SOOT BLOWING | DETONATION CLEANER |  |  |  | SSB BV 3883 | 2000132781 | Sbds Ethylene Solenoid Isolation Valve | Delete | SKID | VALVE |  |  | ES-SHC-003-SB-DS-EQUP_0003 | 3 | SB | DS | EQUP_0003 | J206 | 3883 |  |  | 2025-09-26 18:38 | Search Dashboard v1.2 STABLE.xlsm
| SOOT BLOWING | DETONATION CLEANER |  |  |  | SSB BV 3887 | 2000132783 | Sbds Oxid Air Flow Xmtr Isolation | Delete | 16 1/2 FL WEST - EAST OF N312 | VALVE |  |  | ES-SHC-003-SB-DS-EQUP_0003 | 3 | SB | DS | EQUP_0003 | J206 | 3887 |  |  | 2025-09-26 18:38 | Search Dashboard v1.2 STABLE.xlsm
| SOOT BLOWING | DETONATION CLEANER |  |  |  | SSB BV 3888 | 2000132784 | Sbds Oxid Air Flow Xmtr Isolation | Delete | 16 1/2 FL WEST - EAST OF N312 | VALVE |  |  | ES-SHC-003-SB-DS-EQUP_0003 | 3 | SB | DS | EQUP_0003 | J206 | 3888 |  |  | 2025-09-26 18:38 | Search Dashboard v1.2 STABLE.xlsm
| SOOT BLOWING | DETONATION CLEANER |  |  |  | SSB BV 3889 | 2000132786 | Sbds Oxid Air DP Xmtr Isolation | Delete | 16 1/2 FL WEST - EAST OF N312 | VALVE |  |  | ES-SHC-003-SB-DS-EQUP_0003 | 3 | SB | DS | EQUP_0003 | J206 | 3889 |  |  | 2025-09-26 18:38 | Search Dashboard v1.2 STABLE.xlsm
| SOOT BLOWING | DETONATION CLEANER |  |  |  | SSB BV 3890 | 2000132788 | Sbds Oxid Air DP Xmtr Isolation | Delete | 16 1/2 FL WEST - EAST OF N312 | VALVE |  |  | ES-SHC-003-SB-DS-EQUP_0003 | 3 | SB | DS | EQUP_0003 | J206 | 3890 |  |  | 2025-09-26 18:38 | Search Dashboard v1.2 STABLE.xlsm
| SOOT BLOWING | DETONATION CLEANER |  |  |  | SSB BV 3891 | 2000132790 | Sbds Oxid Air Filter 2 Isolation | Delete | 16 1/2 FL WEST - EAST OF N312 | VALVE |  |  | ES-SHC-003-SB-DS-EQUP_0003 | 3 | SB | DS | EQUP_0003 | J206 | 3891 |  |  | 2025-09-26 18:38 | Search Dashboard v1.2 STABLE.xlsm
| SOOT BLOWING | DETONATION CLEANER |  |  |  | SSB BV 3892 | 2000132793 | Sbds Oxid Air Filter 2 Isolation | Delete | 16 1/2 FL WEST - EAST OF N312 | VALVE |  |  | ES-SHC-003-SB-DS-EQUP_0003 | 3 | SB | DS | EQUP_0003 | J206 | 3892 |  |  | 2025-09-26 18:38 | Search Dashboard v1.2 STABLE.xlsm
| SOOT BLOWING | DETONATION CLEANER |  |  |  | SSB BV 3893 | 2000132795 | Sbds Oxid Air Filter 1 Isolation | Delete | 16 1/2 FL WEST - EAST OF N312 | VALVE |  |  | ES-SHC-003-SB-DS-EQUP_0003 | 3 | SB | DS | EQUP_0003 | J206 | 3893 |  |  | 2025-09-26 18:38 | Search Dashboard v1.2 STABLE.xlsm
| SOOT BLOWING | DETONATION CLEANER |  |  |  | SSB BV 3894 | 2000132796 | Sbds Oxid Air Filter 1 Isolation | Delete | 16 1/2 FL WEST - EAST OF N312 | VALVE |  |  | ES-SHC-003-SB-DS-EQUP_0003 | 3 | SB | DS | EQUP_0003 | J206 | 3894 |  |  | 2025-09-26 18:38 | Search Dashboard v1.2 STABLE.xlsm
| SOOT BLOWING | DETONATION CLEANER |  |  |  | SSB BV 3895 | 2000132799 | Sbds Oxid Air Pressure Xmtr Isolation | Delete | 16 1/2 FL WEST - EAST OF N312 | VALVE |  |  | ES-SHC-003-SB-DS-EQUP_0003 | 3 | SB | DS | EQUP_0003 | J206 | 3895 |  |  | 2025-09-26 18:38 | Search Dashboard v1.2 STABLE.xlsm
| SOOT BLOWING | DETONATION CLEANER |  |  |  | SSB BV 3896 | 2000132900 | Sbds Oxid Air Receiver Tank Drain Valve | Delete | 16 FLR WEST - S OF N310 | VALVE |  |  | ES-SHC-003-SB-DS-EQUP_0003 | 3 | SB | DS | EQUP_0003 | J206 | 3896 |  |  | 2025-09-26 18:38 | Search Dashboard v1.2 STABLE.xlsm
| SOOT BLOWING | DETONATION CLEANER |  |  |  | SSB BV 3897 | 2000132903 | Sbds Oxid Air Receiver Tank Isolation Valve | Delete | 16 FLR WEST - S OF N310 | VALVE |  |  | ES-SHC-003-SB-DS-EQUP_0003 | 3 | SB | DS | EQUP_0003 | J206 | 3897 |  |  | 2025-09-26 18:38 | Search Dashboard v1.2 STABLE.xlsm
| SOOT BLOWING | DETONATION CLEANER |  |  |  | SSB BV 3898 | 2000132905 | Sbds Oxid Air Receiver Tank Pressure Indicator Isolation Valve | Delete | 16 FLR WEST - S OF N310 | VALVE |  |  | ES-SHC-003-SB-DS-EQUP_0003 | 3 | SB | DS | EQUP_0003 | J206 | 3898 |  |  | 2025-09-26 18:38 | Search Dashboard v1.2 STABLE.xlsm
| SOOT BLOWING | DETONATION CLEANER |  |  |  | SSB BV 3899 | 2000132907 | Sbds Oxid Air Receiver Tank Bypass Valve | Delete | 16 FLR WEST - S OF N310 | VALVE |  |  | ES-SHC-003-SB-DS-EQUP_0003 | 3 | SB | DS | EQUP_0003 | J206 | 3899 |  |  | 2025-09-26 18:38 | Search Dashboard v1.2 STABLE.xlsm
| SOOT BLOWING | DETONATION CLEANER |  |  |  | SSB BV 3901 | 2000132908 | Sbds Oxid Air Receiver Tank Isolation Valve | Delete | 16 FLR WEST - S OF N310 | VALVE |  |  | ES-SHC-003-SB-DS-EQUP_0003 | 3 | SB | DS | EQUP_0003 | J206 | 3901 |  |  | 2025-09-26 18:38 | Search Dashboard v1.2 STABLE.xlsm
| SOOT BLOWING | ACOUSTIC CLEANER |  |  |  | SSB BV 3922 | 2000132910 | Sbas Air Receiver Inlet Valve | Delete | 5TH FL BOILER BUILDING NORTH | VALVE |  |  | ES-SHC-003-SB-AS-EQUP_0003 | 3 | SB | AS | EQUP_0003 | J206 | 3922 |  |  | 2025-09-26 18:38 | Search Dashboard v1.2 STABLE.xlsm
| SOOT BLOWING | ACOUSTIC CLEANER |  |  |  | SSB BV 3923 | 2000132912 | Sbas Pressure Indicator 2 Isolation Valve | Delete | 5TH FL BOILER BUILDING NORTH | VALVE |  |  | ES-SHC-003-SB-AS-EQUP_0003 | 3 | SB | AS | EQUP_0003 | J206 | 3923 |  |  | 2025-09-26 18:38 | Search Dashboard v1.2 STABLE.xlsm
| SOOT BLOWING | ACOUSTIC CLEANER |  |  |  | SSB BV 3924 | 2000132914 | Sbas Air Receiver Outlet Valve | Delete | 5TH FL BOILER BUILDING NORTH | VALVE |  |  | ES-SHC-003-SB-AS-EQUP_0003 | 3 | SB | AS | EQUP_0003 | J206 | 3924 |  |  | 2025-09-26 18:38 | Search Dashboard v1.2 STABLE.xlsm
| SOOT BLOWING | ACOUSTIC CLEANER |  |  |  | SSB BV 3925 | 2000132916 | Sbas Air Receiver Drain Valve | Delete | 5TH FL BOILER BUILDING NORTH | VALVE |  |  | ES-SHC-003-SB-AS-EQUP_0003 | 3 | SB | AS | EQUP_0003 | J206 | 3925 |  |  | 2025-09-26 18:38 | Search Dashboard v1.2 STABLE.xlsm
| SOOT BLOWING | ACOUSTIC CLEANER |  |  |  | SSB BV 3926 | 2000132918 | Sbas Air Receiver Bypass Valve | Delete | 5TH FL BOILER BUILDING NORTH | VALVE |  |  | ES-SHC-003-SB-AS-EQUP_0003 | 3 | SB | AS | EQUP_0003 | J206 | 3926 |  |  | 2025-09-26 18:38 | Search Dashboard v1.2 STABLE.xlsm
| SOOT BLOWING | ACOUSTIC CLEANER |  |  |  | SSB BV 3927 | 2000132920 | Sbas Air Hv-4 Isolation Valve | Delete | 5TH FL BOILER BUILDING NORTH | VALVE |  |  | ES-SHC-003-SB-AS-EQUP_0003 | 3 | SB | AS | EQUP_0003 | J206 | 3927 |  |  | 2025-09-26 18:38 | Search Dashboard v1.2 STABLE.xlsm
| SOOT BLOWING | ACOUSTIC CLEANER |  |  |  | SSB BV 3928 | 2000132922 | Sbas Pressure Indicator 1 Isolation Valve | Delete | 5TH FL BOILER BUILDING NORTH | VALVE |  |  | ES-SHC-003-SB-AS-EQUP_0003 | 3 | SB | AS | EQUP_0003 | J206 | 3928 |  |  | 2025-09-26 18:38 | Search Dashboard v1.2 STABLE.xlsm
| SOOT BLOWING | ACOUSTIC CLEANER |  |  |  | SSB BV 3929 | 2000132924 | Sbas Pressure Transmitter 30390 Isolation Valve | Delete | 5TH FL BOILER BUILDING NORTH | VALVE |  |  | ES-SHC-003-SB-AS-EQUP_0003 | 3 | SB | AS | EQUP_0003 | J206 | 3929 |  |  | 2025-09-26 18:38 | Search Dashboard v1.2 STABLE.xlsm
| SOOT BLOWING | ACOUSTIC CLEANER |  |  |  | SSB BV 3930 | 2000132926 | Sbas Inst Isolation Valve | Delete | 5TH FL BOILER BUILDING NORTH | VALVE |  |  | ES-SHC-003-SB-AS-EQUP_0003 | 3 | SB | AS | EQUP_0003 | J206 | 3930 |  |  | 2025-09-26 18:38 | Search Dashboard v1.2 STABLE.xlsm
| SOOT BLOWING | ACOUSTIC CLEANER |  |  |  | SSB BV 3931 | 2000132928 | Sbas Lwr Horn Isolation Valve | Delete | 5TH FL BOILER BUILDING NORTH | VALVE |  | NA | ES-SHC-003-SB-AS-EQUP_0003 | 3 | SB | AS | EQUP_0003 | J206 | 3931 |  |  | 2025-09-26 18:38 | Search Dashboard v1.2 STABLE.xlsm
| SOOT BLOWING | ACOUSTIC CLEANER |  |  |  | SSB BV 3932 | 2000132930 | Sbas Upr Horn Isolation Valve | Delete | 5TH FL BOILER BUILDING NORTH | VALVE |  | NA | ES-SHC-003-SB-AS-EQUP_0003 | 3 | SB | AS | EQUP_0003 | J206 | 3932 |  |  | 2025-09-26 18:38 | Search Dashboard v1.2 STABLE.xlsm
| SOOT BLOWING | ACOUSTIC CLEANER |  |  |  | SSB BV 3933 | 2000132932 | Sbas Air Supply Isolation Valve | Delete | 5TH FL BOILER BUILDING NORTH | VALVE |  |  | ES-SHC-003-SB-AS-EQUP_0003 | 3 | SB | AS | EQUP_0003 | J206 | 3933 |  |  | 2025-09-26 18:38 | Search Dashboard v1.2 STABLE.xlsm
| SOOT BLOWING | DETONATION CLEANER |  |  |  | SSB BV 3937 | 2000132934 | Sbds Purge Air System Isolation | Delete |  | VALVE |  |  | ES-SHC-003-SB-DS-EQUP_0003 | 3 | SB | DS | EQUP_0003 | J206 | 3937 |  |  | 2025-09-26 18:38 | Search Dashboard v1.2 STABLE.xlsm
| SOOT BLOWING | DETONATION CLEANER |  |  |  | SSB BV 3939 | 2000132936 | Sbds1 Purge Air Isolation Valve | Delete | 15TH FL SOUTH WALL OF CONV PASS - EAST SIDE | VALVE |  |  | ES-SHC-003-SB-DS-EQUP_0003 | 3 | SB | DS | EQUP_0003 | J206 | 3939 |  |  | 2025-09-26 18:38 | Search Dashboard v1.2 STABLE.xlsm
| SOOT BLOWING | DETONATION CLEANER |  |  |  | SSB BV 3940 | 2000132939 | Sbds2 Purge Air Isolation Valve | Delete | 15TH FL SOUTH WALL OF CONV PASS - CENTER | VALVE |  |  | ES-SHC-003-SB-DS-EQUP_0003 | 3 | SB | DS | EQUP_0003 | J206 | 3940 |  |  | 2025-09-26 18:38 | Search Dashboard v1.2 STABLE.xlsm
| SOOT BLOWING | DETONATION CLEANER |  |  |  | SSB BV 3941 | 2000132941 | Sbds3 Purge Air Isolation Valve | Delete | 15TH FL SOUTH WALL OF CONV PASS - WEST SIDE | VALVE |  |  | ES-SHC-003-SB-DS-EQUP_0003 | 3 | SB | DS | EQUP_0003 | J206 | 3941 |  |  | 2025-09-26 18:38 | Search Dashboard v1.2 STABLE.xlsm
| SOOT BLOWING | DETONATION CLEANER |  |  |  | SSB BV 3942 | 2000132942 | Sbds4 Purge Air Isolation Valve | Delete | 15TH FL NORTH WALL - BETWEEN Q306A & Q307A | VALVE |  |  | ES-SHC-003-SB-DS-EQUP_0003 | 3 | SB | DS | EQUP_0003 | J206 | 3942 |  |  | 2025-09-26 18:38 | Search Dashboard v1.2 STABLE.xlsm
| SOOT BLOWING | DETONATION CLEANER |  |  |  | SSB BV 3943 | 2000132944 | Sbds5 Purge Air Isolation Valve | Delete | 15TH FL NORTH WALL - BETWEEN Q308 & Q307A | VALVE |  |  | ES-SHC-003-SB-DS-EQUP_0003 | 3 | SB | DS | EQUP_0003 | J206 | 3943 |  |  | 2025-09-26 18:38 | Search Dashboard v1.2 STABLE.xlsm
| SOOT BLOWING | DETONATION CLEANER |  |  |  | SSB BV 3944 | 2000132946 | Sbds6 Purge Air Isolation Valve | Delete | 15TH FL NORTH WALL - BETWEEN Q308 & Q308B | VALVE |  |  | ES-SHC-003-SB-DS-EQUP_0003 | 3 | SB | DS | EQUP_0003 | J206 | 3944 |  |  | 2025-09-26 18:38 | Search Dashboard v1.2 STABLE.xlsm
| SOOT BLOWING | DETONATION CLEANER |  |  |  | SSB BV 3945 | 2000132948 | Sbds7 Purge Air Isolation Valve | Delete | 16TH FL SOUTH WALL OF CONV PASS - EAST SIDE | VALVE |  |  | ES-SHC-003-SB-DS-EQUP_0003 | 3 | SB | DS | EQUP_0003 | J206 | 3945 |  |  | 2025-09-26 18:38 | Search Dashboard v1.2 STABLE.xlsm
| SOOT BLOWING | DETONATION CLEANER |  |  |  | SSB BV 3946 | 2000132950 | Sbds8 Purge Air Isolation Valve | Delete | 16TH FL SOUTH WALL OF CONV PASS - CENTER | VALVE |  |  | ES-SHC-003-SB-DS-EQUP_0003 | 3 | SB | DS | EQUP_0003 | J206 | 3946 |  |  | 2025-09-26 18:38 | Search Dashboard v1.2 STABLE.xlsm
| SOOT BLOWING | DETONATION CLEANER |  |  |  | SSB BV 3947 | 2000132952 | Sbds9 Purge Air Isolation Valve | Delete | 16TH FL SOUTH WALL OF CONV PASS - WEST SIDE | VALVE |  |  | ES-SHC-003-SB-DS-EQUP_0003 | 3 | SB | DS | EQUP_0003 | J206 | 3947 |  |  | 2025-09-26 18:38 | Search Dashboard v1.2 STABLE.xlsm
| SOOT BLOWING | DETONATION CLEANER |  |  |  | SSB BV 3948 | 2000132954 | Sbds10 Purge Air Isolation Valve | Delete | 16TH FL NORTH WALL - BETWEEN Q306A & Q307A | VALVE |  |  | ES-SHC-003-SB-DS-EQUP_0003 | 3 | SB | DS | EQUP_0003 | J206 | 3948 |  |  | 2025-09-26 18:38 | Search Dashboard v1.2 STABLE.xlsm
| SOOT BLOWING | DETONATION CLEANER |  |  |  | SSB BV 3949 | 2000132956 | Sbds11 Purge Air Isolation Valve | Delete | 16TH FL NORTH WALL - BETWEEN Q308 & Q307A | VALVE |  |  | ES-SHC-003-SB-DS-EQUP_0003 | 3 | SB | DS | EQUP_0003 | J206 | 3949 |  |  | 2025-09-26 18:38 | Search Dashboard v1.2 STABLE.xlsm
| SOOT BLOWING | DETONATION CLEANER |  |  |  | SSB BV 3950 | 2000132958 | Sbds12 Purge Air Isolation Valve | Delete | 16TH FL NORTH WALL - BETWEEN Q308 & Q308B | VALVE |  |  | ES-SHC-003-SB-DS-EQUP_0003 | 3 | SB | DS | EQUP_0003 | J206 | 3950 |  |  | 2025-09-26 18:38 | Search Dashboard v1.2 STABLE.xlsm
| SOOT BLOWING | DETONATION CLEANER |  |  |  | SSB BV 3951 | 2000132960 | Sbds13 Purge Air Isolation Valve | Delete | 17TH FL SOUTH WALL OF CONV PASS - EAST SIDE | VALVE |  |  | ES-SHC-003-SB-DS-EQUP_0003 | 3 | SB | DS | EQUP_0003 | J206 | 3951 |  |  | 2025-09-26 18:38 | Search Dashboard v1.2 STABLE.xlsm
| SOOT BLOWING | DETONATION CLEANER |  |  |  | SSB BV 3952 | 2000132962 | Sbds14 Purge Air Isolation Valve | Delete | 17TH FL SOUTH WALL OF CONV PASS - CENTER | VALVE |  |  | ES-SHC-003-SB-DS-EQUP_0003 | 3 | SB | DS | EQUP_0003 | J206 | 3952 |  |  | 2025-09-26 18:38 | Search Dashboard v1.2 STABLE.xlsm
| SOOT BLOWING | DETONATION CLEANER |  |  |  | SSB BV 3953 | 2000132964 | Sbds15 Purge Air Isolation Valve | Delete | 17TH FL SOUTH WALL OF CONV PASS - WEST SIDE | VALVE |  |  | ES-SHC-003-SB-DS-EQUP_0003 | 3 | SB | DS | EQUP_0003 | J206 | 3953 |  |  | 2025-09-26 18:38 | Search Dashboard v1.2 STABLE.xlsm
| SOOT BLOWING | DETONATION CLEANER |  |  |  | SSB BV 3954 | 2000132966 | Sbds16 Purge Air Isolation Valve | Delete | 17TH FL NORTH WALL - BETWEEN Q306A & Q307A | VALVE |  |  | ES-SHC-003-SB-DS-EQUP_0003 | 3 | SB | DS | EQUP_0003 | J206 | 3954 |  |  | 2025-09-26 18:38 | Search Dashboard v1.2 STABLE.xlsm
| SOOT BLOWING | DETONATION CLEANER |  |  |  | SSB BV 3955 | 2000132968 | Sbds17 Purge Air Isolation Valve | Delete | 17TH FL NORTH WALL - BETWEEN Q308 & Q307A | VALVE |  |  | ES-SHC-003-SB-DS-EQUP_0003 | 3 | SB | DS | EQUP_0003 | J206 | 3955 |  |  | 2025-09-26 18:38 | Search Dashboard v1.2 STABLE.xlsm
| SOOT BLOWING | DETONATION CLEANER |  |  |  | SSB BV 3956 | 2000132970 | Sbds18 Purge Air Isolation Valve | Delete | 17TH FL NORTH WALL - BETWEEN Q308 & Q308B | VALVE |  |  | ES-SHC-003-SB-DS-EQUP_0003 | 3 | SB | DS | EQUP_0003 | J206 | 3956 |  |  | 2025-09-26 18:38 | Search Dashboard v1.2 STABLE.xlsm
| SOOT BLOWING | DETONATION CLEANER |  |  |  | SSB BV 3983 | 2000132973 | Sbds Ethylene Purge Gas Isolation Valve | Delete | SKID | MISC |  |  | ES-SHC-003-SB-DS-EQUP_0003 | 3 | SB | DS | EQUP_0003 | J206 |  |  |  | 2025-09-26 18:38 | Search Dashboard v1.2 STABLE.xlsm
| SOOT BLOWING | DETONATION CLEANER |  |  |  | SSB BV 3984 | 2000132975 | Sbds Ethylene Vent Isolation Valve | Delete | SKID | MISC |  |  | ES-SHC-003-SB-DS-EQUP_0003 | 3 | SB | DS | EQUP_0003 | J206 |  |  |  | 2025-09-26 18:38 | Search Dashboard v1.2 STABLE.xlsm
| SOOT BLOWING | DETONATION CLEANER |  |  |  | SSB BV 3985 | 2000132977 | Sbds Purge-cooling Air Pressure Switch Isolation Valv | Delete | 16 1/2 FL WEST SIDE BOILER | MISC |  |  | ES-SHC-003-SB-DS-EQUP_0003 | 3 | SB | DS | EQUP_0003 | J206 |  |  |  | 2025-09-26 18:38 | Search Dashboard v1.2 STABLE.xlsm
| SOOT BLOWING | DETONATION CLEANER |  |  |  | SSB BV 3986 | 2000132979 | Sbds Purge-cooling Air Pressure Indicator Isolation Valv | Delete | 16 1/2 FL WEST - EAST OF N312 | MISC |  |  | ES-SHC-003-SB-DS-EQUP_0003 | 3 | SB | DS | EQUP_0003 | J206 |  |  |  | 2025-09-26 18:38 | Search Dashboard v1.2 STABLE.xlsm
| SOOT BLOWING | DETONATION CLEANER |  |  |  | SSB BV 3987 | 2000132981 | Sbds Purge-cooling Air Isolation Valve | Delete | 18 1/2 FL AT COLUMN P310 | MISC |  |  | ES-SHC-003-SB-DS-EQUP_0003 | 3 | SB | DS | EQUP_0003 | J206 |  |  |  | 2025-09-26 18:38 | Search Dashboard v1.2 STABLE.xlsm
| SOOT BLOWING | DETONATION CLEANER |  |  |  | SSB BV 3993 | 2000132983 | Sbds Purge Air System Isolation | Delete | 14 1/2 FL AT N310A | VALVE |  |  | ES-SHC-003-SB-DS-EQUP_0003 | 3 | SB | DS | EQUP_0003 | J206 | 3993 |  |  | 2025-09-26 18:38 | Search Dashboard v1.2 STABLE.xlsm
| SOOT BLOWING | DETONATION CLEANER |  |  |  | SSB BV 4001 | 2000132984 | Main Dcp Purge Air Supply Isolation Valve | Delete | 19TH FLR WEST SIDE | MISC |  |  | ES-SHC-003-SB-DS-EQUP_0003 | 3 | SB | DS | EQUP_0003 | J206 |  |  |  | 2025-09-26 18:38 | Search Dashboard v1.2 STABLE.xlsm
| SOOT BLOWING | DETONATION CLEANER |  |  |  | SSB CV 3730*P | 2000133339 | Sbds-1 Combustion Air Inlet Pressure Rgltr | Delete | 15TH FL N306 30' WEST CONVECTIVE PASS, SOUTH WALL | RGLTR |  |  | ES-SHC-003-SB-DS-EQUP_0002 | 3 | SB | DS | EQUP_0002 | J206 |  |  |  | 2025-09-26 18:38 | Search Dashboard v1.2 STABLE.xlsm
| SOOT BLOWING | DETONATION CLEANER |  |  |  | SSB CV 3731*P | 2000133341 | Sbds-2 Combustion Air Inlet Pressure Rgltr | Delete | 15TH FL N306 65' WEST CONVECTIVE PASS, SOUTH WALL | RGLTR |  |  | ES-SHC-003-SB-DS-EQUP_0002 | 3 | SB | DS | EQUP_0002 | J206 |  |  |  | 2025-09-26 18:38 | Search Dashboard v1.2 STABLE.xlsm
| SOOT BLOWING | DETONATION CLEANER |  |  |  | SSB CV 3732*P | 2000133343 | Sbds-3 Combustion Air Inlet Pressure Rgltr | Delete | 15TH FL N310 30' EAST CONVECTIVE PASS, SOUTH WALL | RGLTR |  |  | ES-SHC-003-SB-DS-EQUP_0002 | 3 | SB | DS | EQUP_0002 | J206 |  |  |  | 2025-09-26 18:38 | Search Dashboard v1.2 STABLE.xlsm
| SOOT BLOWING | DETONATION CLEANER |  |  |  | SSB CV 3733*P | 2000133344 | Sbds-4 Combustion Air Inlet Pressure Rgltr | Delete | 15TH FL 25' SW OF Q-306A CONVECTIVE PASS NORT WALL | RGLTR |  |  | ES-SHC-003-SB-DS-EQUP_0002 | 3 | SB | DS | EQUP_0002 | J206 |  |  |  | 2025-09-26 18:38 | Search Dashboard v1.2 STABLE.xlsm
| SOOT BLOWING | DETONATION CLEANER |  |  |  | SSB CV 3734*P | 2000133347 | Sbds-5 Combustion Air Inlet Pressure Rgltr | Delete | 15TH FL 15' SW OF Q-307A CONVECTIVE PASS NORT WALL | RGLTR |  |  | ES-SHC-003-SB-DS-EQUP_0002 | 3 | SB | DS | EQUP_0002 | J206 |  |  |  | 2025-09-26 18:38 | Search Dashboard v1.2 STABLE.xlsm
| SOOT BLOWING | DETONATION CLEANER |  |  |  | SSB CV 3735*P | 2000133349 | Sbds-6 Combustion Air Inlet Pressure Rgltr | Delete | 15TH FL 25' SE OF Q-308B CONVECTIVE PASS NORT WALL | RGLTR |  |  | ES-SHC-003-SB-DS-EQUP_0002 | 3 | SB | DS | EQUP_0002 | J206 |  |  |  | 2025-09-26 18:38 | Search Dashboard v1.2 STABLE.xlsm
| SOOT BLOWING | DETONATION CLEANER |  |  |  | SSB CV 3736*P | 2000133350 | Sbds-7 Combustion Air Inlet Pressure Rgltr | Delete | 16TH FL 30' W OF N-306 CONVECTIVE PASS SOUTH WALL | RGLTR |  |  | ES-SHC-003-SB-DS-EQUP_0002 | 3 | SB | DS | EQUP_0002 | J206 |  |  |  | 2025-09-26 18:38 | Search Dashboard v1.2 STABLE.xlsm
| SOOT BLOWING | DETONATION CLEANER |  |  |  | SSB CV 3737*P | 2000133353 | Sbds-8 Combustion Air Inlet Pressure Rgltr | Delete | 16TH FL 65' W OF N-306 CONVECTIVE PASS SOUTH WALL | RGLTR |  |  | ES-SHC-003-SB-DS-EQUP_0002 | 3 | SB | DS | EQUP_0002 | J206 |  |  |  | 2025-09-26 18:38 | Search Dashboard v1.2 STABLE.xlsm
| SOOT BLOWING | DETONATION CLEANER |  |  |  | SSB CV 3738*P | 2000133355 | Sbds-9 Combustion Air Inlet Pressure Rgltr | Delete | 16TH FL 30' E OF N-310 CONVECTIVE PASS SOUTH WALL | RGLTR |  |  | ES-SHC-003-SB-DS-EQUP_0002 | 3 | SB | DS | EQUP_0002 | J206 |  |  |  | 2025-09-26 18:38 | Search Dashboard v1.2 STABLE.xlsm
| SOOT BLOWING | DETONATION CLEANER |  |  |  | SSB CV 3739*P | 2000133357 | Sbds-10 Combustion Air Inlet Pressure Rgltr | Delete | 16TH FL 25' SW OF Q-306A CONVECTIVE PASS NORT WALL | RGLTR |  |  | ES-SHC-003-SB-DS-EQUP_0002 | 3 | SB | DS | EQUP_0002 | J206 |  |  |  | 2025-09-26 18:38 | Search Dashboard v1.2 STABLE.xlsm
| SOOT BLOWING | DETONATION CLEANER |  |  |  | SSB CV 3740*P | 2000133359 | Sbds-11 Combustion Air Inlet Pressure Rgltr | Delete | 16TH FL 30' SW OF Q-307A CONVECTIVE PASS NORT WALL | RGLTR |  |  | ES-SHC-003-SB-DS-EQUP_0002 | 3 | SB | DS | EQUP_0002 | J206 |  |  |  | 2025-09-26 18:38 | Search Dashboard v1.2 STABLE.xlsm
| SOOT BLOWING | DETONATION CLEANER |  |  |  | SSB CV 3741*P | 2000133360 | Sbds-12 Combustion Air Inlet Pressure Rgltr | Delete | 16TH FL 25' SE OF Q-308B CONVECTIVE PASS NORT WALL | RGLTR |  |  | ES-SHC-003-SB-DS-EQUP_0002 | 3 | SB | DS | EQUP_0002 | J206 |  |  |  | 2025-09-26 18:38 | Search Dashboard v1.2 STABLE.xlsm
| SOOT BLOWING | DETONATION CLEANER |  |  |  | SSB CV 3742*P | 2000133363 | Sbds-13 Combustion Air Inlet Pressure Rgltr | Delete | 17TH FL 30' W OF N306 CONVECTIVE PASS SOUTH WALL | RGLTR |  |  | ES-SHC-003-SB-DS-EQUP_0002 | 3 | SB | DS | EQUP_0002 | J206 |  |  |  | 2025-09-26 18:38 | Search Dashboard v1.2 STABLE.xlsm
| SOOT BLOWING | DETONATION CLEANER |  |  |  | SSB CV 3743*P | 2000133365 | Sbds-14 Combustion Air Inlet Pressure Rgltr | Delete | 17TH FL 65' W OF N306 CONVECTIVE PASS SOUTH WALL | RGLTR |  |  | ES-SHC-003-SB-DS-EQUP_0002 | 3 | SB | DS | EQUP_0002 | J206 |  |  |  | 2025-09-26 18:38 | Search Dashboard v1.2 STABLE.xlsm
| SOOT BLOWING | DETONATION CLEANER |  |  |  | SSB CV 3744*P | 2000133367 | Sbds-15 Combustion Air Inlet Pressure Rgltr | Delete | 17TH FL 30' E OF N310 CONVECTIVE PASS SOUTH WALL | RGLTR |  |  | ES-SHC-003-SB-DS-EQUP_0002 | 3 | SB | DS | EQUP_0002 | J206 |  |  |  | 2025-09-26 18:38 | Search Dashboard v1.2 STABLE.xlsm
| SOOT BLOWING | DETONATION CLEANER |  |  |  | SSB CV 3745*P | 2000133369 | Sbds-16 Combustion Air Inlet Pressure Rgltr | Delete | 17TH FL 25' SW OF Q-306A CONVECTIVE PASS NORT WALL | RGLTR |  |  | ES-SHC-003-SB-DS-EQUP_0002 | 3 | SB | DS | EQUP_0002 | J206 |  |  |  | 2025-09-26 18:38 | Search Dashboard v1.2 STABLE.xlsm
| SOOT BLOWING | DETONATION CLEANER |  |  |  | SSB CV 3746*P | 2000133371 | Sbds-17 Combustion Air Inlet Pressure Rgltr | Delete | 17TH FL 30' SW OF Q-307A CONVECTIVE PASS NORT WALL | RGLTR |  |  | ES-SHC-003-SB-DS-EQUP_0002 | 3 | SB | DS | EQUP_0002 | J206 |  |  |  | 2025-09-26 18:38 | Search Dashboard v1.2 STABLE.xlsm
| SOOT BLOWING | DETONATION CLEANER |  |  |  | SSB CV 3747*P | 2000133373 | Sbds-18 Combustion Air Inlet Pressure Rgltr | Delete | 17TH FL 30' SW OF Q-307A CONVECTIVE PASS NORT WALL | RGLTR |  |  | ES-SHC-003-SB-DS-EQUP_0002 | 3 | SB | DS | EQUP_0002 | J206 |  |  |  | 2025-09-26 18:38 | Search Dashboard v1.2 STABLE.xlsm
| SOOT BLOWING | DETONATION CLEANER |  |  |  | SSB CV 3748*P | 2000133375 | Sbds-1 Ethylene Fuel Pressure Regulator | Delete | 15TH FL N306 30' WEST CONVECTIVE PASS, SOUTH WALL | RGLTR |  |  | ES-SHC-003-SB-DS-EQUP_0002 | 3 | SB | DS | EQUP_0002 | J206 |  |  |  | 2025-09-26 18:38 | Search Dashboard v1.2 STABLE.xlsm
| SOOT BLOWING | DETONATION CLEANER |  |  |  | SSB CV 3749*P | 2000133377 | Sbds-2 Ethylene Fuel Pressure Regulator | Delete | 15TH FL N306 65' WEST CONVECTIVE PASS, SOUTH WALL | RGLTR |  |  | ES-SHC-003-SB-DS-EQUP_0002 | 3 | SB | DS | EQUP_0002 | J206 |  |  |  | 2025-09-26 18:38 | Search Dashboard v1.2 STABLE.xlsm
| SOOT BLOWING | DETONATION CLEANER |  |  |  | SSB CV 3750*P | 2000133379 | Sbds-3 Ethylene Fuel Pressure Regulator | Delete | 15TH FL N310 30' EAST CONVECTIVE PASS, SOUTH WALL | RGLTR |  |  | ES-SHC-003-SB-DS-EQUP_0002 | 3 | SB | DS | EQUP_0002 | J206 |  |  |  | 2025-09-26 18:38 | Search Dashboard v1.2 STABLE.xlsm
| SOOT BLOWING | DETONATION CLEANER |  |  |  | SSB CV 3751*P | 2000133381 | Sbds-4 Ethylene Fuel Pressure Regulator | Delete | 15TH FL 25' SW OF Q-306A CONVECTIVE PASS NORT WALL | RGLTR |  |  | ES-SHC-003-SB-DS-EQUP_0002 | 3 | SB | DS | EQUP_0002 | J206 |  |  |  | 2025-09-26 18:38 | Search Dashboard v1.2 STABLE.xlsm
| SOOT BLOWING | DETONATION CLEANER |  |  |  | SSB CV 3752*P | 2000133383 | Sbds-5 Ethylene Fuel Pressure Regulator | Delete | 15TH FL 15' SW OF Q-307A CONVECTIVE PASS NORT WALL | RGLTR |  |  | ES-SHC-003-SB-DS-EQUP_0002 | 3 | SB | DS | EQUP_0002 | J206 |  |  |  | 2025-09-26 18:38 | Search Dashboard v1.2 STABLE.xlsm
| SOOT BLOWING | DETONATION CLEANER |  |  |  | SSB CV 3753*P | 2000133385 | Sbds-6 Ethylene Fuel Pressure Regulator | Delete | 15TH FL 25' SE OF Q-308B CONVECTIVE PASS NORT WALL | RGLTR |  |  | ES-SHC-003-SB-DS-EQUP_0002 | 3 | SB | DS | EQUP_0002 | J206 |  |  |  | 2025-09-26 18:38 | Search Dashboard v1.2 STABLE.xlsm
| SOOT BLOWING | DETONATION CLEANER |  |  |  | SSB CV 3754*P | 2000133386 | Sbds-7 Ethylene Fuel Pressure Regulator | Delete | 16TH FL 30' W OF N-306 CONVECTIVE PASS SOUTH WALL | RGLTR |  |  | ES-SHC-003-SB-DS-EQUP_0002 | 3 | SB | DS | EQUP_0002 | J206 |  |  |  | 2025-09-26 18:38 | Search Dashboard v1.2 STABLE.xlsm
| SOOT BLOWING | DETONATION CLEANER |  |  |  | SSB CV 3755*P | 2000133389 | Sbds-8 Ethylene Fuel Pressure Regulator | Delete | 16TH FL 65' W OF N-306 CONVECTIVE PASS SOUTH WALL | RGLTR |  |  | ES-SHC-003-SB-DS-EQUP_0002 | 3 | SB | DS | EQUP_0002 | J206 |  |  |  | 2025-09-26 18:38 | Search Dashboard v1.2 STABLE.xlsm
| SOOT BLOWING | DETONATION CLEANER |  |  |  | SSB CV 3756*P | 2000133390 | Sbds-9 Ethylene Fuel Pressure Regulator | Delete | 16TH FL 30' E OF N-310 CONVECTIVE PASS SOUTH WALL | RGLTR |  |  | ES-SHC-003-SB-DS-EQUP_0002 | 3 | SB | DS | EQUP_0002 | J206 |  |  |  | 2025-09-26 18:38 | Search Dashboard v1.2 STABLE.xlsm
| SOOT BLOWING | DETONATION CLEANER |  |  |  | SSB CV 3757*P | 2000133392 | Sbds-10 Ethylene Fuel Pressure Regulator | Delete | 16TH FL 25' SW OF Q-306A CONVECTIVE PASS NORT WALL | RGLTR |  |  | ES-SHC-003-SB-DS-EQUP_0002 | 3 | SB | DS | EQUP_0002 | J206 |  |  |  | 2025-09-26 18:38 | Search Dashboard v1.2 STABLE.xlsm
| SOOT BLOWING | DETONATION CLEANER |  |  |  | SSB CV 3758*P | 2000133394 | Sbds-11 Ethylene Fuel Pressure Regulator | Delete | 16TH FL 30' SW OF Q-307A CONVECTIVE PASS NORT WALL | RGLTR |  |  | ES-SHC-003-SB-DS-EQUP_0002 | 3 | SB | DS | EQUP_0002 | J206 |  |  |  | 2025-09-26 18:38 | Search Dashboard v1.2 STABLE.xlsm
| SOOT BLOWING | DETONATION CLEANER |  |  |  | SSB CV 3759*P | 2000133396 | Sbds-12 Ethylene Fuel Pressure Regulator | Delete | 16TH FL 25' SE OF Q-308B CONVECTIVE PASS NORT WALL | RGLTR |  |  | ES-SHC-003-SB-DS-EQUP_0002 | 3 | SB | DS | EQUP_0002 | J206 |  |  |  | 2025-09-26 18:38 | Search Dashboard v1.2 STABLE.xlsm
| SOOT BLOWING | DETONATION CLEANER |  |  |  | SSB CV 3760*P | 2000133399 | Sbds-13 Ethylene Fuel Pressure Regulator | Delete | 17TH FL 30' W OF N306 CONVECTIVE PASS SOUTH WALL | RGLTR |  |  | ES-SHC-003-SB-DS-EQUP_0002 | 3 | SB | DS | EQUP_0002 | J206 |  |  |  | 2025-09-26 18:38 | Search Dashboard v1.2 STABLE.xlsm
| SOOT BLOWING | DETONATION CLEANER |  |  |  | SSB CV 3761*P | 2000133501 | Sbds-14 Ethylene Fuel Pressure Regulator | Delete | 17TH FL 65' W OF N306 CONVECTIVE PASS SOUTH WALL | RGLTR |  |  | ES-SHC-003-SB-DS-EQUP_0002 | 3 | SB | DS | EQUP_0002 | J206 |  |  |  | 2025-09-26 18:38 | Search Dashboard v1.2 STABLE.xlsm
| SOOT BLOWING | DETONATION CLEANER |  |  |  | SSB CV 3762*P | 2000133502 | Sbds-15 Ethylene Fuel Pressure Regulator | Delete | 17TH FL 30' E OF N310 CONVECTIVE PASS SOUTH WALL | RGLTR |  |  | ES-SHC-003-SB-DS-EQUP_0002 | 3 | SB | DS | EQUP_0002 | J206 |  |  |  | 2025-09-26 18:38 | Search Dashboard v1.2 STABLE.xlsm
| SOOT BLOWING | DETONATION CLEANER |  |  |  | SSB CV 3763*P | 2000133505 | Sbds-16 Ethylene Fuel Pressure Regulator | Delete | 17TH FL 25' SW OF Q-306A CONVECTIVE PASS NORT WALL | RGLTR |  |  | ES-SHC-003-SB-DS-EQUP_0002 | 3 | SB | DS | EQUP_0002 | J206 |  |  |  | 2025-09-26 18:38 | Search Dashboard v1.2 STABLE.xlsm
| SOOT BLOWING | DETONATION CLEANER |  |  |  | SSB CV 3764*P | 2000133507 | Sbds-17 Ethylene Fuel Pressure Regulator | Delete | 17TH FL 30' SW OF Q-307A CONVECTIVE PASS NORT WALL | RGLTR |  |  | ES-SHC-003-SB-DS-EQUP_0002 | 3 | SB | DS | EQUP_0002 | J206 |  |  |  | 2025-09-26 18:38 | Search Dashboard v1.2 STABLE.xlsm
| SOOT BLOWING | DETONATION CLEANER |  |  |  | SSB CV 3765*P | 2000133509 | Sbds-18 Ethylene Fuel Pressure Regulator | Delete | 17TH FL 30' SW OF Q-307A CONVECTIVE PASS NORT WALL | RGLTR |  |  | ES-SHC-003-SB-DS-EQUP_0002 | 3 | SB | DS | EQUP_0002 | J206 |  |  |  | 2025-09-26 18:38 | Search Dashboard v1.2 STABLE.xlsm
| SOOT BLOWING | DETONATION CLEANER |  |  |  | SSB CV 3875"P | 2000133511 | Sbds Ethylene Pressure Isolation Valve | Delete | SKID | VALVE |  |  | ES-SHC-003-SB-DS-EQUP_0002 | 3 | SB | DS | EQUP_0002 | J206 | 3875 |  |  | 2025-09-26 18:38 | Search Dashboard v1.2 STABLE.xlsm
| SOOT BLOWING | ACOUSTIC CLEANER |  |  |  | SSB CV 3936P | 2000133513 | Sbas Air Reg Control Valve | Delete | 5TH FL BOILER BUILDING NORTH | RGLTR |  |  | ES-SHC-003-SB-AS-EQUP_0002 | 3 | SB | AS | EQUP_0002 | J206 |  |  |  | 2025-09-26 18:38 | Search Dashboard v1.2 STABLE.xlsm
| SOOT BLOWING | DETONATION CLEANER |  |  |  | SSB CV 3938*P | 2000133515 | Sbds Purge Air Pressure Regulation | Delete | 16 1/2 FL WEST - EAST OF N312 | VALVE |  |  | ES-SHC-003-SB-DS-EQUP_0003 | 3 | SB | DS | EQUP_0003 | J206 | 3938 |  |  | 2025-09-26 18:38 | Search Dashboard v1.2 STABLE.xlsm
| SOOT BLOWING | DETONATION CLEANER |  |  |  | SSB CV 3957P | 2000133517 | Sbds1 Coolng Air Inlet Pressure Rgltr | Delete | 15TH FL SOUTH WALL OF CONV PASS - EAST SIDE | RGLTR |  |  | ES-SHC-003-SB-DS-EQUP_0003 | 3 | SB | DS | EQUP_0003 | J206 |  |  |  | 2025-09-26 18:38 | Search Dashboard v1.2 STABLE.xlsm
| SOOT BLOWING | DETONATION CLEANER |  |  |  | SSB CV 3958P | 2000133519 | Sbds2 Coolng Air Inlet Pressure Rgltr | Delete | 15TH FL SOUTH WALL OF CONV PASS - CENTER | RGLTR |  |  | ES-SHC-003-SB-DS-EQUP_0003 | 3 | SB | DS | EQUP_0003 | J206 |  |  |  | 2025-09-26 18:38 | Search Dashboard v1.2 STABLE.xlsm
| SOOT BLOWING | DETONATION CLEANER |  |  |  | SSB CV 3959P | 2000133521 | Sbds3 Coolng Air Inlet Pressure Rgltr | Delete | 15TH FL SOUTH WALL OF CONV PASS - WEST SIDE | RGLTR |  |  | ES-SHC-003-SB-DS-EQUP_0003 | 3 | SB | DS | EQUP_0003 | J206 |  |  |  | 2025-09-26 18:38 | Search Dashboard v1.2 STABLE.xlsm
| SOOT BLOWING | DETONATION CLEANER |  |  |  | SSB CV 3960P | 2000133523 | Sbds4 Coolng Air Inlet Pressure Rgltr | Delete | 15TH FL NORTH WALL - BETWEEN Q306A & Q307A | RGLTR |  |  | ES-SHC-003-SB-DS-EQUP_0003 | 3 | SB | DS | EQUP_0003 | J206 |  |  |  | 2025-09-26 18:38 | Search Dashboard v1.2 STABLE.xlsm
| SOOT BLOWING | DETONATION CLEANER |  |  |  | SSB CV 3961P | 2000133525 | Sbds5 Coolng Air Inlet Pressure Rgltr | Delete | 15TH FL NORTH WALL - BETWEEN Q308 & Q307A | RGLTR |  |  | ES-SHC-003-SB-DS-EQUP_0003 | 3 | SB | DS | EQUP_0003 | J206 |  |  |  | 2025-09-26 18:38 | Search Dashboard v1.2 STABLE.xlsm
| SOOT BLOWING | DETONATION CLEANER |  |  |  | SSB CV 3962P | 2000133527 | Sbds6 Coolng Air Inlet Pressure Rgltr | Delete | 15TH FL NORTH WALL - BETWEEN Q308 & Q308B | RGLTR |  |  | ES-SHC-003-SB-DS-EQUP_0003 | 3 | SB | DS | EQUP_0003 | J206 |  |  |  | 2025-09-26 18:38 | Search Dashboard v1.2 STABLE.xlsm
| SOOT BLOWING | DETONATION CLEANER |  |  |  | SSB CV 3963P | 2000133529 | Sbds7 Coolng Air Inlet Pressure Rgltr | Delete | 16TH FL SOUTH WALL OF CONV PASS - EAST SIDE | RGLTR |  |  | ES-SHC-003-SB-DS-EQUP_0003 | 3 | SB | DS | EQUP_0003 | J206 |  |  |  | 2025-09-26 18:38 | Search Dashboard v1.2 STABLE.xlsm
| SOOT BLOWING | DETONATION CLEANER |  |  |  | SSB CV 3964P | 2000133531 | Sbds8 Coolng Air Inlet Pressure Rgltr | Delete | 16TH FL SOUTH WALL OF CONV PASS - CENTER | RGLTR |  |  | ES-SHC-003-SB-DS-EQUP_0003 | 3 | SB | DS | EQUP_0003 | J206 |  |  |  | 2025-09-26 18:38 | Search Dashboard v1.2 STABLE.xlsm
| SOOT BLOWING | DETONATION CLEANER |  |  |  | SSB CV 3965P | 2000133533 | Sbds9 Coolng Air Inlet Pressure Rgltr | Delete | 16TH FL SOUTH WALL OF CONV PASS - WEST SIDE | RGLTR |  |  | ES-SHC-003-SB-DS-EQUP_0003 | 3 | SB | DS | EQUP_0003 | J206 |  |  |  | 2025-09-26 18:38 | Search Dashboard v1.2 STABLE.xlsm
| SOOT BLOWING | DETONATION CLEANER |  |  |  | SSB CV 3966P | 2000133535 | Sbds10 Coolng Air Inlet Pressure Rgltr | Delete | 16TH FL NORTH WALL - BETWEEN Q306A & Q307A | RGLTR |  |  | ES-SHC-003-SB-DS-EQUP_0003 | 3 | SB | DS | EQUP_0003 | J206 |  |  |  | 2025-09-26 18:38 | Search Dashboard v1.2 STABLE.xlsm
| SOOT BLOWING | DETONATION CLEANER |  |  |  | SSB CV 3967P | 2000133538 | Sbds11 Coolng Air Inlet Pressure Rgltr | Delete | 16TH FL NORTH WALL - BETWEEN Q308 & Q307A | RGLTR |  |  | ES-SHC-003-SB-DS-EQUP_0003 | 3 | SB | DS | EQUP_0003 | J206 |  |  |  | 2025-09-26 18:38 | Search Dashboard v1.2 STABLE.xlsm
| SOOT BLOWING | DETONATION CLEANER |  |  |  | SSB CV 3968P | 2000133540 | Sbds12 Coolng Air Inlet Pressure Rgltr | Delete | 16TH FL NORTH WALL - BETWEEN Q308 & Q308B | RGLTR |  |  | ES-SHC-003-SB-DS-EQUP_0003 | 3 | SB | DS | EQUP_0003 | J206 |  |  |  | 2025-09-26 18:38 | Search Dashboard v1.2 STABLE.xlsm
| SOOT BLOWING | DETONATION CLEANER |  |  |  | SSB CV 3969P | 2000133542 | Sbds13 Coolng Air Inlet Pressure Rgltr | Delete | 17TH FL SOUTH WALL OF CONV PASS - EAST SIDE | RGLTR |  |  | ES-SHC-003-SB-DS-EQUP_0003 | 3 | SB | DS | EQUP_0003 | J206 |  |  |  | 2025-09-26 18:38 | Search Dashboard v1.2 STABLE.xlsm
| SOOT BLOWING | DETONATION CLEANER |  |  |  | SSB CV 3970P | 2000133544 | Sbds14 Coolng Air Inlet Pressure Rgltr | Delete | 17TH FL SOUTH WALL OF CONV PASS - CENTER | RGLTR |  |  | ES-SHC-003-SB-DS-EQUP_0003 | 3 | SB | DS | EQUP_0003 | J206 |  |  |  | 2025-09-26 18:38 | Search Dashboard v1.2 STABLE.xlsm
| SOOT BLOWING | DETONATION CLEANER |  |  |  | SSB CV 3971P | 2000133546 | Sbds15 Coolng Air Inlet Pressure Rgltr | Delete | 17TH FL SOUTH WALL OF CONV PASS - WEST SIDE | RGLTR |  |  | ES-SHC-003-SB-DS-EQUP_0003 | 3 | SB | DS | EQUP_0003 | J206 |  |  |  | 2025-09-26 18:38 | Search Dashboard v1.2 STABLE.xlsm
| SOOT BLOWING | DETONATION CLEANER |  |  |  | SSB CV 3972P | 2000133548 | Sbds16 Coolng Air Inlet Pressure Rgltr | Delete | 17TH FL NORTH WALL - BETWEEN Q306A & Q307A | RGLTR |  |  | ES-SHC-003-SB-DS-EQUP_0003 | 3 | SB | DS | EQUP_0003 | J206 |  |  |  | 2025-09-26 18:38 | Search Dashboard v1.2 STABLE.xlsm
| SOOT BLOWING | DETONATION CLEANER |  |  |  | SSB CV 3973P | 2000133550 | Sbds17 Coolng Air Inlet Pressure Rgltr | Delete | 17TH FL NORTH WALL - BETWEEN Q308 & Q307A | RGLTR |  |  | ES-SHC-003-SB-DS-EQUP_0003 | 3 | SB | DS | EQUP_0003 | J206 |  |  |  | 2025-09-26 18:38 | Search Dashboard v1.2 STABLE.xlsm
| SOOT BLOWING | DETONATION CLEANER |  |  |  | SSB CV 3974P | 2000133552 | Sbds18 Coolng Air Inlet Pressure Rgltr | Delete | 17TH FL NORTH WALL - BETWEEN Q308 & Q308B | RGLTR |  |  | ES-SHC-003-SB-DS-EQUP_0003 | 3 | SB | DS | EQUP_0003 | J206 |  |  |  | 2025-09-26 18:38 | Search Dashboard v1.2 STABLE.xlsm
| SOOT BLOWING | DETONATION CLEANER |  |  |  | SSB CV 3975P | 2000133554 | Sbds1 Purge Air Enclosure Regulator | Delete | 15TH FL SOUTH WALL OF CONV PASS - EAST SIDE | RGLTR |  |  | ES-SHC-003-SB-DS-EQUP_0003 | 3 | SB | DS | EQUP_0003 | J206 |  |  |  | 2025-09-26 18:38 | Search Dashboard v1.2 STABLE.xlsm
| SOOT BLOWING | DETONATION CLEANER |  |  |  | SSB CV 3976P | 2000133556 | Sbds2 Purge Air Enclosure Regulator | Delete | 15TH FL SOUTH WALL OF CONV PASS - CENTER | RGLTR |  |  | ES-SHC-003-SB-DS-EQUP_0003 | 3 | SB | DS | EQUP_0003 | J206 |  |  |  | 2025-09-26 18:38 | Search Dashboard v1.2 STABLE.xlsm
| SOOT BLOWING | DETONATION CLEANER |  |  |  | SSB CV 3977P | 2000133558 | Sbds3 Purge Air Enclosure Regulator | Delete | 15TH FL SOUTH WALL OF CONV PASS - WEST SIDE | RGLTR |  |  | ES-SHC-003-SB-DS-EQUP_0003 | 3 | SB | DS | EQUP_0003 | J206 |  |  |  | 2025-09-26 18:38 | Search Dashboard v1.2 STABLE.xlsm
| SOOT BLOWING | DETONATION CLEANER |  |  |  | SSB CV 3978P | 2000133560 | Sbds4 Purge Air Enclosure Regulator | Delete | 15TH FL NORTH WALL - BETWEEN Q306A & Q307A | RGLTR |  |  | ES-SHC-003-SB-DS-EQUP_0003 | 3 | SB | DS | EQUP_0003 | J206 |  |  |  | 2025-09-26 18:38 | Search Dashboard v1.2 STABLE.xlsm
| SOOT BLOWING | DETONATION CLEANER |  |  |  | SSB CV 3979P | 2000133562 | Sbds5 Purge Air Enclosure Regulator | Delete | 15TH FL NORTH WALL - BETWEEN Q308 & Q307A | RGLTR |  |  | ES-SHC-003-SB-DS-EQUP_0003 | 3 | SB | DS | EQUP_0003 | J206 |  |  |  | 2025-09-26 18:38 | Search Dashboard v1.2 STABLE.xlsm
| SOOT BLOWING | DETONATION CLEANER |  |  |  | SSB CV 3980P | 2000133564 | Sbds6 Purge Air Enclosure Regulator | Delete | 15TH FL NORTH WALL - BETWEEN Q308 & Q308B | RGLTR |  |  | ES-SHC-003-SB-DS-EQUP_0003 | 3 | SB | DS | EQUP_0003 | J206 |  |  |  | 2025-09-26 18:38 | Search Dashboard v1.2 STABLE.xlsm
| SOOT BLOWING | DETONATION CLEANER |  |  |  | SSB CV 3981P | 2000133566 | Sbds7 Purge Air Enclosure Regulator | Delete | 16TH FL SOUTH WALL OF CONV PASS - EAST SIDE | RGLTR |  |  | ES-SHC-003-SB-DS-EQUP_0003 | 3 | SB | DS | EQUP_0003 | J206 |  |  |  | 2025-09-26 18:38 | Search Dashboard v1.2 STABLE.xlsm
| SOOT BLOWING | DETONATION CLEANER |  |  |  | SSB CV 3982P | 2000133568 | Sbds8 Purge Air Enclosure Regulator | Delete | 16TH FL SOUTH WALL OF CONV PASS - CENTER | RGLTR |  |  | ES-SHC-003-SB-DS-EQUP_0003 | 3 | SB | DS | EQUP_0003 | J206 |  |  |  | 2025-09-26 18:38 | Search Dashboard v1.2 STABLE.xlsm
| SOOT BLOWING | DETONATION CLEANER |  |  |  | SSB CV 3983P | 2000133570 | Sbds9 Purge Air Enclosure Regulator | Delete | 16TH FL SOUTH WALL OF CONV PASS - WEST SIDE | RGLTR |  |  | ES-SHC-003-SB-DS-EQUP_0003 | 3 | SB | DS | EQUP_0003 | J206 |  |  |  | 2025-09-26 18:38 | Search Dashboard v1.2 STABLE.xlsm
| SOOT BLOWING | DETONATION CLEANER |  |  |  | SSB CV 3984P | 2000133573 | Sbds10 Purge Air Enclosure Regulator | Delete | 16TH FL NORTH WALL - BETWEEN Q306A & Q307A | RGLTR |  |  | ES-SHC-003-SB-DS-EQUP_0003 | 3 | SB | DS | EQUP_0003 | J206 |  |  |  | 2025-09-26 18:38 | Search Dashboard v1.2 STABLE.xlsm
| SOOT BLOWING | DETONATION CLEANER |  |  |  | SSB CV 3985P | 2000133575 | Sbds11 Purge Air Enclosure Regulator | Delete | 16TH FL NORTH WALL - BETWEEN Q308 & Q307A | RGLTR |  |  | ES-SHC-003-SB-DS-EQUP_0003 | 3 | SB | DS | EQUP_0003 | J206 |  |  |  | 2025-09-26 18:38 | Search Dashboard v1.2 STABLE.xlsm
| SOOT BLOWING | DETONATION CLEANER |  |  |  | SSB CV 3986P | 2000133577 | Sbds12 Purge Air Enclosure Regulator | Delete | 16TH FL NORTH WALL - BETWEEN Q308 & Q308B | RGLTR |  |  | ES-SHC-003-SB-DS-EQUP_0003 | 3 | SB | DS | EQUP_0003 | J206 |  |  |  | 2025-09-26 18:38 | Search Dashboard v1.2 STABLE.xlsm
| SOOT BLOWING | DETONATION CLEANER |  |  |  | SSB CV 3987P | 2000133579 | Sbds13 Purge Air Enclosure Regulator | Delete | 17TH FL SOUTH WALL OF CONV PASS - EAST SIDE | RGLTR |  |  | ES-SHC-003-SB-DS-EQUP_0003 | 3 | SB | DS | EQUP_0003 | J206 |  |  |  | 2025-09-26 18:38 | Search Dashboard v1.2 STABLE.xlsm
| SOOT BLOWING | DETONATION CLEANER |  |  |  | SSB CV 3988P | 2000133581 | Sbds14 Purge Air Enclosure Regulator | Delete | 17TH FL SOUTH WALL OF CONV PASS - CENTER | RGLTR |  |  | ES-SHC-003-SB-DS-EQUP_0003 | 3 | SB | DS | EQUP_0003 | J206 |  |  |  | 2025-09-26 18:38 | Search Dashboard v1.2 STABLE.xlsm
| SOOT BLOWING | DETONATION CLEANER |  |  |  | SSB CV 3989P | 2000133583 | Sbds15 Purge Air Enclosure Regulator | Delete | 17TH FL SOUTH WALL OF CONV PASS - WEST SIDE | RGLTR |  |  | ES-SHC-003-SB-DS-EQUP_0003 | 3 | SB | DS | EQUP_0003 | J206 |  |  |  | 2025-09-26 18:38 | Search Dashboard v1.2 STABLE.xlsm
| SOOT BLOWING | DETONATION CLEANER |  |  |  | SSB CV 3990P | 2000133585 | Sbds16 Purge Air Enclosure Regulator | Delete | 17TH FL NORTH WALL - BETWEEN Q306A & Q307A | RGLTR |  |  | ES-SHC-003-SB-DS-EQUP_0003 | 3 | SB | DS | EQUP_0003 | J206 |  |  |  | 2025-09-26 18:38 | Search Dashboard v1.2 STABLE.xlsm
| SOOT BLOWING | DETONATION CLEANER |  |  |  | SSB CV 3991P | 2000133587 | Sbds17 Purge Air Enclosure Regulator | Delete | 17TH FL NORTH WALL - BETWEEN Q308 & Q307A | RGLTR |  |  | ES-SHC-003-SB-DS-EQUP_0003 | 3 | SB | DS | EQUP_0003 | J206 |  |  |  | 2025-09-26 18:38 | Search Dashboard v1.2 STABLE.xlsm
| SOOT BLOWING | DETONATION CLEANER |  |  |  | SSB CV 3992P | 2000133589 | Sbds18 Purge Air Enclosure Regulator | Delete | 17TH FL NORTH WALL - BETWEEN Q308 & Q308B | RGLTR |  |  | ES-SHC-003-SB-DS-EQUP_0003 | 3 | SB | DS | EQUP_0003 | J206 |  |  |  | 2025-09-26 18:38 | Search Dashboard v1.2 STABLE.xlsm
| SOOT BLOWING | DETONATION CLEANER |  |  |  | SSB DCP 3001 | 2000133591 | Sbds-1 Ge Powerwave Plus Impulse Cleanng | Delete | 15TH FL SOUTH WALL BOTTOM TIER RIGHT | CONTR |  |  | ES-SHC-003-SB-DS-EQUP_0002 | 3 | SB | DS | EQUP_0002 | J206 |  |  |  | 2025-09-26 18:38 | Search Dashboard v1.2 STABLE.xlsm
| SOOT BLOWING | DETONATION CLEANER |  |  |  | SSB DCP 3002 | 2000133593 | Sbds-2 Ge Powerwave Plus Impulse Cleanng | Delete | 15TH FL SOUTH WALL BOTTOM TIER CENTER | CONTR |  |  | ES-SHC-003-SB-DS-EQUP_0002 | 3 | SB | DS | EQUP_0002 | J206 |  |  |  | 2025-09-26 18:38 | Search Dashboard v1.2 STABLE.xlsm
| SOOT BLOWING | DETONATION CLEANER |  |  |  | SSB DCP 3003 | 2000133595 | Sbds-3 Ge Powerwave Plus Impulse Cleanng | Delete | 15TH FL SOUTH WALL BOTTOM TIER LEFT | CONTR |  |  | ES-SHC-003-SB-DS-EQUP_0002 | 3 | SB | DS | EQUP_0002 | J206 |  |  |  | 2025-09-26 18:38 | Search Dashboard v1.2 STABLE.xlsm
| SOOT BLOWING | DETONATION CLEANER |  |  |  | SSB DCP 3004 | 2000133597 | Sbds-4 Ge Powerwave Plus Impulse Cleanng | Delete | 15TH FL NORTH WALL BOTTOM TIER LEFT | CONTR |  |  | ES-SHC-003-SB-DS-EQUP_0002 | 3 | SB | DS | EQUP_0002 | J206 |  |  |  | 2025-09-26 18:38 | Search Dashboard v1.2 STABLE.xlsm
| SOOT BLOWING | DETONATION CLEANER |  |  |  | SSB DCP 3005 | 2000133599 | Sbds-5 Ge Powerwave Plus Impulse Cleanng | Delete | 15TH FL NORTH WALL BOTTOM TIER CENTER | CONTR |  |  | ES-SHC-003-SB-DS-EQUP_0002 | 3 | SB | DS | EQUP_0002 | J206 |  |  |  | 2025-09-26 18:38 | Search Dashboard v1.2 STABLE.xlsm
| SOOT BLOWING | DETONATION CLEANER |  |  |  | SSB DCP 3006 | 2000133902 | Sbds-6 Ge Powerwave Plus Impulse Cleanng | Delete | 15TH FL NORTH WALL BOTTOM TIER RIGHT | CONTR |  |  | ES-SHC-003-SB-DS-EQUP_0002 | 3 | SB | DS | EQUP_0002 | J206 |  |  |  | 2025-09-26 18:38 | Search Dashboard v1.2 STABLE.xlsm
| SOOT BLOWING | DETONATION CLEANER |  |  |  | SSB DCP 3007 | 2000133904 | Sbds-7 Ge Powerwave Plus Impulse Cleanng | Delete | 15TH FL SOUTH WALL MIDDLE TIER RIGHT | CONTR |  |  | ES-SHC-003-SB-DS-EQUP_0002 | 3 | SB | DS | EQUP_0002 | J206 |  |  |  | 2025-09-26 18:38 | Search Dashboard v1.2 STABLE.xlsm
| SOOT BLOWING | DETONATION CLEANER |  |  |  | SSB DCP 3008 | 2000133905 | Sbds-8 Ge Powerwave Plus Impulse Cleanng | Delete | 16TH FL SOUTH WALL MIDDLE TIER CENTER | CONTR |  |  | ES-SHC-003-SB-DS-EQUP_0002 | 3 | SB | DS | EQUP_0002 | J206 |  |  |  | 2025-09-26 18:38 | Search Dashboard v1.2 STABLE.xlsm
| SOOT BLOWING | DETONATION CLEANER |  |  |  | SSB DCP 3009 | 2000133907 | Sbds-9 Ge Powerwave Plus Impulse Cleanng | Delete | 16TH FL SOUTH WALL MIDDLE TIER LEFT | CONTR |  |  | ES-SHC-003-SB-DS-EQUP_0002 | 3 | SB | DS | EQUP_0002 | J206 |  |  |  | 2025-09-26 18:38 | Search Dashboard v1.2 STABLE.xlsm
| SOOT BLOWING | DETONATION CLEANER |  |  |  | SSB DCP 3010 | 2000133910 | Sbds-10 Ge Powerwave Plus Impulse Cleann | Delete | 16TH FL NORTH WALL MIDDLE TIER LEFT | CONTR |  |  | ES-SHC-003-SB-DS-EQUP_0002 | 3 | SB | DS | EQUP_0002 | J206 |  |  |  | 2025-09-26 18:38 | Search Dashboard v1.2 STABLE.xlsm
| SOOT BLOWING | DETONATION CLEANER |  |  |  | SSB DCP 3011 | 2000133912 | Sbds-11 Ge Powerwave Plus Impulse Cleann | Delete | 15TH FL NORTH WALL MIDDLE TIER CENTER | CONTR |  |  | ES-SHC-003-SB-DS-EQUP_0002 | 3 | SB | DS | EQUP_0002 | J206 |  |  |  | 2025-09-26 18:38 | Search Dashboard v1.2 STABLE.xlsm
| SOOT BLOWING | DETONATION CLEANER |  |  |  | SSB DCP 3012 | 2000133914 | Sbds-12 Ge Powerwave Plus Impulse Cleann | Delete | 15TH FL NORTH WALL MIDDLE TIER RIGHT | CONTR |  |  | ES-SHC-003-SB-DS-EQUP_0002 | 3 | SB | DS | EQUP_0002 | J206 |  |  |  | 2025-09-26 18:38 | Search Dashboard v1.2 STABLE.xlsm
| SOOT BLOWING | DETONATION CLEANER |  |  |  | SSB DCP 3013 | 2000133916 | Sbds-13 Ge Powerwave Plus Impulse Cleann | Delete | 17TH FL SOUTH WALL TOP TIER RIGHT | CONTR |  |  | ES-SHC-003-SB-DS-EQUP_0002 | 3 | SB | DS | EQUP_0002 | J206 |  |  |  | 2025-09-26 18:38 | Search Dashboard v1.2 STABLE.xlsm
| SOOT BLOWING | DETONATION CLEANER |  |  |  | SSB DCP 3014 | 2000133918 | Sbds-14 Ge Powerwave Plus Impulse Cleann | Delete | 17TH FL SOUTH WALL TOP TIER CENTER | CONTR |  |  | ES-SHC-003-SB-DS-EQUP_0002 | 3 | SB | DS | EQUP_0002 | J206 |  |  |  | 2025-09-26 18:38 | Search Dashboard v1.2 STABLE.xlsm
| SOOT BLOWING | DETONATION CLEANER |  |  |  | SSB DCP 3015 | 2000133920 | Sbds-15 Ge Powerwave Plus Impulse Cleann | Delete | 17TH FL SOUTH WALL TOP TIER LEFT | CONTR |  |  | ES-SHC-003-SB-DS-EQUP_0002 | 3 | SB | DS | EQUP_0002 | J206 |  |  |  | 2025-09-26 18:38 | Search Dashboard v1.2 STABLE.xlsm
| SOOT BLOWING | DETONATION CLEANER |  |  |  | SSB DCP 3016 | 2000133922 | Sbds-16 Ge Powerwave Plus Impulse Cleann | Delete | 17TH FL NORTH WALL TOP TIER LEFT | CONTR |  |  | ES-SHC-003-SB-DS-EQUP_0002 | 3 | SB | DS | EQUP_0002 | J206 |  |  |  | 2025-09-26 18:38 | Search Dashboard v1.2 STABLE.xlsm
| SOOT BLOWING | DETONATION CLEANER |  |  |  | SSB DCP 3017 | 2000133924 | Sbds-17 Ge Powerwave Plus Impulse Cleann | Delete | 17TH FL NORTH WALL TOP TIER CENTER | CONTR |  |  | ES-SHC-003-SB-DS-EQUP_0002 | 3 | SB | DS | EQUP_0002 | J206 |  |  |  | 2025-09-26 18:38 | Search Dashboard v1.2 STABLE.xlsm
| SOOT BLOWING | DETONATION CLEANER |  |  |  | SSB DCP 3018 | 2000133926 | Sbds-18 Ge Powerwave Plus Impulse Cleann | Delete | 17TH FL NORTH WALL TOP TIER RIGHT | CONTR |  |  | ES-SHC-003-SB-DS-EQUP_0002 | 3 | SB | DS | EQUP_0002 | J206 |  |  |  | 2025-09-26 18:38 | Search Dashboard v1.2 STABLE.xlsm
| SOOT BLOWING | DETONATION CLEANER |  |  |  | SSB FE 3920 | 2000133953 | Sbds Ethylene Fuel Flow Element | Delete | 2ND FL WEST | MISC |  |  | ES-SHC-003-SB-DS-EQUP_0002 | 3 | SB | DS | EQUP_0002 | J206 |  |  |  | 2025-09-26 18:38 | Search Dashboard v1.2 STABLE.xlsm
| SOOT BLOWING | DETONATION CLEANER |  |  |  | SSB FE 3921 | 2000133955 | Sbds Oxid Flow Element | Delete | 16 1/2 FL WEST - EAST OF N312 | MISC |  |  | ES-SHC-003-SB-DS-EQUP_0002 | 3 | SB | DS | EQUP_0002 | J206 |  |  |  | 2025-09-26 18:38 | Search Dashboard v1.2 STABLE.xlsm
| SOOT BLOWING | DETONATION CLEANER |  |  |  | SSB FT 30497 | 2000134175 | Backpass Detonation Sootblowers Air Flow | Delete | 16-1/2 FLOOR, WEST SIDE BOILER | INSTM |  |  | ES-SHC-003-SB-DS-EQUP_0002 | 3 | SB | DS | EQUP_0002 | J206 |  |  |  | 2025-09-26 18:38 | Search Dashboard v1.2 STABLE.xlsm
| SOOT BLOWING | DETONATION CLEANER |  |  |  | SSB FT 30498 | 2000134177 | Backpass Acoustic Sootblowers Fuel Flow | Delete | 3-1/2 FLOOR, WEST SIDE OF BOILER IN AQCS BLDG | INSTM |  |  | ES-SHC-003-SB-DS-EQUP_0002 | 3 | SB | DS | EQUP_0002 | J206 |  |  |  | 2025-09-26 18:38 | Search Dashboard v1.2 STABLE.xlsm
| SOOT BLOWING | DETONATION CLEANER |  |  |  | SSB FT 30501 | 2000134179 | U3 Backpass Det Control Enc Purge And Pressure | Delete | 18-1/2 FLOOR, WEST SIDE BOILER | INSTM |  |  | ES-SHC-003-SB-DS-EQUP_0002 | 3 | SB | DS | EQUP_0002 | J206 |  |  |  | 2025-09-26 18:38 | Search Dashboard v1.2 STABLE.xlsm
| SOOT BLOWING | DETONATION CLEANER |  |  |  | SSB MI 30238 | 2000135746 | Sbds-1 Detonation Cleaner Ignitor Spark | Delete | 15TH FL N306 30' WEST CONVECTIVE PASS, SOUTH WALL | MISC |  |  | ES-SHC-003-SB-DS-EQUP_0002 | 3 | SB | DS | EQUP_0002 | J206 |  |  |  | 2025-09-26 18:38 | Search Dashboard v1.2 STABLE.xlsm
| SOOT BLOWING | DETONATION CLEANER |  |  |  | SSB MI 30239 | 2000135748 | Sbds-2 Detonation Cleaner Ignitor Spark | Delete | 15TH FL N306 65' WEST CONVECTIVE PASS, SOUTH WALL | MISC |  |  | ES-SHC-003-SB-DS-EQUP_0002 | 3 | SB | DS | EQUP_0002 | J206 |  |  |  | 2025-09-26 18:38 | Search Dashboard v1.2 STABLE.xlsm
| SOOT BLOWING | DETONATION CLEANER |  |  |  | SSB MI 30240 | 2000135750 | Sbds-3 Detonation Cleaner Ignitor Spark | Delete | 15TH FL N310 30' EAST CONVECTIVE PASS, SOUTH WALL | MISC |  |  | ES-SHC-003-SB-DS-EQUP_0002 | 3 | SB | DS | EQUP_0002 | J206 |  |  |  | 2025-09-26 18:38 | Search Dashboard v1.2 STABLE.xlsm
| SOOT BLOWING | DETONATION CLEANER |  |  |  | SSB MI 30241 | 2000135752 | Sbds-4 Detonation Cleaner Ignitor Spark | Delete | 15TH FL 25' SW OF Q-306A CONVECTIVE PASS NORT WALL | MISC |  |  | ES-SHC-003-SB-DS-EQUP_0002 | 3 | SB | DS | EQUP_0002 | J206 |  |  |  | 2025-09-26 18:38 | Search Dashboard v1.2 STABLE.xlsm
| SOOT BLOWING | DETONATION CLEANER |  |  |  | SSB MI 30242 | 2000135754 | Sbds-5 Detonation Cleaner Ignitor Spark | Delete | 15TH FL 15' SW OF Q-307A CONVECTIVE PASS NORT WALL | MISC |  |  | ES-SHC-003-SB-DS-EQUP_0002 | 3 | SB | DS | EQUP_0002 | J206 |  |  |  | 2025-09-26 18:38 | Search Dashboard v1.2 STABLE.xlsm
| SOOT BLOWING | DETONATION CLEANER |  |  |  | SSB MI 30243 | 2000135756 | Sbds-6 Detonation Cleaner Ignitor Spark | Delete | 15TH FL 25' SE OF Q-308B CONVECTIVE PASS NORT WALL | MISC |  |  | ES-SHC-003-SB-DS-EQUP_0002 | 3 | SB | DS | EQUP_0002 | J206 |  |  |  | 2025-09-26 18:38 | Search Dashboard v1.2 STABLE.xlsm
| SOOT BLOWING | DETONATION CLEANER |  |  |  | SSB MI 30244 | 2000135758 | Sbds-7 Detonation Cleaner Ignitor Spark | Delete | 16TH FL 30' W OF N-306 CONVECTIVE PASS SOUTH WALL | MISC |  |  | ES-SHC-003-SB-DS-EQUP_0002 | 3 | SB | DS | EQUP_0002 | J206 |  |  |  | 2025-09-26 18:38 | Search Dashboard v1.2 STABLE.xlsm
| SOOT BLOWING | DETONATION CLEANER |  |  |  | SSB MI 30245 | 2000135760 | Sbds-8 Detonation Cleaner Ignitor Spark | Delete | 16TH FL 65' W OF N-306 CONVECTIVE PASS SOUTH WALL | MISC |  |  | ES-SHC-003-SB-DS-EQUP_0002 | 3 | SB | DS | EQUP_0002 | J206 |  |  |  | 2025-09-26 18:38 | Search Dashboard v1.2 STABLE.xlsm
| SOOT BLOWING | DETONATION CLEANER |  |  |  | SSB MI 30246 | 2000135762 | Sbds-9 Detonation Cleaner Ignitor Spark | Delete | 16TH FL 30' E OF N-310 CONVECTIVE PASS SOUTH WALL | MISC |  |  | ES-SHC-003-SB-DS-EQUP_0002 | 3 | SB | DS | EQUP_0002 | J206 |  |  |  | 2025-09-26 18:38 | Search Dashboard v1.2 STABLE.xlsm
| SOOT BLOWING | DETONATION CLEANER |  |  |  | SSB MI 30247 | 2000135764 | Sbds-10 Detonation Cleanr Ignitor Spark | Delete | 16TH FL 25' SW OF Q-306A CONVECTIVE PASS NORT WALL | MISC |  |  | ES-SHC-003-SB-DS-EQUP_0002 | 3 | SB | DS | EQUP_0002 | J206 |  |  |  | 2025-09-26 18:38 | Search Dashboard v1.2 STABLE.xlsm
| SOOT BLOWING | DETONATION CLEANER |  |  |  | SSB MI 30248 | 2000135766 | Sbds-11 Detonation Cleanr Ignitor Spark | Delete | 16TH FL 30' SW OF Q-307A CONVECTIVE PASS NORT WALL | MISC |  |  | ES-SHC-003-SB-DS-EQUP_0002 | 3 | SB | DS | EQUP_0002 | J206 |  |  |  | 2025-09-26 18:38 | Search Dashboard v1.2 STABLE.xlsm
| SOOT BLOWING | DETONATION CLEANER |  |  |  | SSB MI 30249 | 2000135768 | Sbds-12 Detonation Cleanr Ignitor Spark | Delete | 16TH FL 25' SE OF Q-308B CONVECTIVE PASS NORT WALL | MISC |  |  | ES-SHC-003-SB-DS-EQUP_0002 | 3 | SB | DS | EQUP_0002 | J206 |  |  |  | 2025-09-26 18:38 | Search Dashboard v1.2 STABLE.xlsm
| SOOT BLOWING | DETONATION CLEANER |  |  |  | SSB MI 30250 | 2000135770 | Sbds-13 Detonation Cleanr Ignitor Spark | Delete | 17TH FL 30' W OF N306 CONVECTIVE PASS SOUTH WALL | MISC |  |  | ES-SHC-003-SB-DS-EQUP_0002 | 3 | SB | DS | EQUP_0002 | J206 |  |  |  | 2025-09-26 18:38 | Search Dashboard v1.2 STABLE.xlsm
| SOOT BLOWING | DETONATION CLEANER |  |  |  | SSB MI 30251 | 2000135772 | Sbds-14 Detonation Cleanr Ignitor Spark | Delete | 17TH FL 65' W OF N306 CONVECTIVE PASS SOUTH WALL | MISC |  |  | ES-SHC-003-SB-DS-EQUP_0002 | 3 | SB | DS | EQUP_0002 | J206 |  |  |  | 2025-09-26 18:38 | Search Dashboard v1.2 STABLE.xlsm
| SOOT BLOWING | DETONATION CLEANER |  |  |  | SSB MI 30252 | 2000135774 | Sbds-15 Detonation Cleanr Ignitor Spark | Delete | 17TH FL 30' E OF N310 CONVECTIVE PASS SOUTH WALL | MISC |  |  | ES-SHC-003-SB-DS-EQUP_0002 | 3 | SB | DS | EQUP_0002 | J206 |  |  |  | 2025-09-26 18:38 | Search Dashboard v1.2 STABLE.xlsm
| SOOT BLOWING | DETONATION CLEANER |  |  |  | SSB MI 30253 | 2000135776 | Sbds-16 Detonation Cleanr Ignitor Spark | Delete | 17TH FL 25' SW OF Q-306A CONVECTIVE PASS NORT WALL | MISC |  |  | ES-SHC-003-SB-DS-EQUP_0002 | 3 | SB | DS | EQUP_0002 | J206 |  |  |  | 2025-09-26 18:38 | Search Dashboard v1.2 STABLE.xlsm
| SOOT BLOWING | DETONATION CLEANER |  |  |  | SSB MI 30254 | 2000135778 | Sbds-17 Detonation Cleanr Ignitor Spark | Delete | 17TH FL 30' SW OF Q-307A CONVECTIVE PASS NORT WALL | MISC |  |  | ES-SHC-003-SB-DS-EQUP_0002 | 3 | SB | DS | EQUP_0002 | J206 |  |  |  | 2025-09-26 18:38 | Search Dashboard v1.2 STABLE.xlsm
| SOOT BLOWING | DETONATION CLEANER |  |  |  | SSB MI 30255 | 2000135780 | Sbds-18 Detonation Cleanr Ignitor Spark | Delete | 17TH FL 30' SW OF Q-307A CONVECTIVE PASS NORT WALL | MISC |  |  | ES-SHC-003-SB-DS-EQUP_0002 | 3 | SB | DS | EQUP_0002 | J206 |  |  |  | 2025-09-26 18:38 | Search Dashboard v1.2 STABLE.xlsm
| SOOT BLOWING | ACOUSTIC CLEANER |  |  |  | SSB PI 1 | 2000135903 | Sbas Pressure Indicator Systm Air Psi Local Indicator | Delete | 5TH FL BOILER BUILDING NORTH | MISC |  |  | ES-SHC-003-SB-AS-EQUP_0002 | 3 | SB | AS | EQUP_0002 | J206 |  |  |  | 2025-09-26 18:38 | Search Dashboard v1.2 STABLE.xlsm
| SOOT BLOWING | ACOUSTIC CLEANER |  |  |  | SSB PI 2 | 2000135905 | Sbas Pressure Indicator Receiver Local Indicator | Delete | 5TH FL BOILER BUILDING NORTH | MISC |  |  | ES-SHC-003-SB-AS-EQUP_0002 | 3 | SB | AS | EQUP_0002 | J206 |  |  |  | 2025-09-26 18:38 | Search Dashboard v1.2 STABLE.xlsm
| SOOT BLOWING | DETONATION CLEANER |  |  |  | SSB PI 31474 | 2000135918 | Sbds-1 Combustion Airsply Pressure Gage | Delete | 15TH FL N306 30' WEST CONVECTIVE PASS, SOUTH WALL | GAUGE |  |  | ES-SHC-003-SB-DS-EQUP_0002 | 3 | SB | DS | EQUP_0002 | J206 |  |  |  | 2025-09-26 18:38 | Search Dashboard v1.2 STABLE.xlsm
| SOOT BLOWING | DETONATION CLEANER |  |  |  | SSB PI 31475 | 2000135921 | Sbds-2 Combustion Airsply Pressure Gage | Delete | 15TH FL N306 65' WEST CONVECTIVE PASS, SOUTH WALL | GAUGE |  |  | ES-SHC-003-SB-DS-EQUP_0002 | 3 | SB | DS | EQUP_0002 | J206 |  |  |  | 2025-09-26 18:38 | Search Dashboard v1.2 STABLE.xlsm
| SOOT BLOWING | DETONATION CLEANER |  |  |  | SSB PI 31476 | 2000135923 | Sbds-3 Combustion Airsply Pressure Gage | Delete | 15TH FL N310 30' EAST CONVECTIVE PASS, SOUTH WALL | GAUGE |  |  | ES-SHC-003-SB-DS-EQUP_0002 | 3 | SB | DS | EQUP_0002 | J206 |  |  |  | 2025-09-26 18:38 | Search Dashboard v1.2 STABLE.xlsm
| SOOT BLOWING | DETONATION CLEANER |  |  |  | SSB PI 31477 | 2000135924 | Sbds-4 Combustion Airsply Pressure Gage | Delete | 15TH FL 25' SW OF Q-306A CONVECTIVE PASS NORT WALL | GAUGE |  |  | ES-SHC-003-SB-DS-EQUP_0002 | 3 | SB | DS | EQUP_0002 | J206 |  |  |  | 2025-09-26 18:38 | Search Dashboard v1.2 STABLE.xlsm
| SOOT BLOWING | DETONATION CLEANER |  |  |  | SSB PI 31478 | 2000135926 | Sbds-5 Combustion Airsply Pressure Gage | Delete | 15TH FL 15' SW OF Q-307A CONVECTIVE PASS NORT WALL | GAUGE |  |  | ES-SHC-003-SB-DS-EQUP_0002 | 3 | SB | DS | EQUP_0002 | J206 |  |  |  | 2025-09-26 18:38 | Search Dashboard v1.2 STABLE.xlsm
| SOOT BLOWING | DETONATION CLEANER |  |  |  | SSB PI 31479 | 2000135928 | Sbds-6 Combustion Airsply Pressure Gage | Delete | 15TH FL 25' SE OF Q-308B CONVECTIVE PASS NORT WALL | GAUGE |  |  | ES-SHC-003-SB-DS-EQUP_0002 | 3 | SB | DS | EQUP_0002 | J206 |  |  |  | 2025-09-26 18:38 | Search Dashboard v1.2 STABLE.xlsm
| SOOT BLOWING | DETONATION CLEANER |  |  |  | SSB PI 31480 | 2000135930 | Sbds-7 Combustion Airsply Pressure Gage | Delete | 16TH FL 30' W OF N-306 CONVECTIVE PASS SOUTH WALL | GAUGE |  |  | ES-SHC-003-SB-DS-EQUP_0002 | 3 | SB | DS | EQUP_0002 | J206 |  |  |  | 2025-09-26 18:38 | Search Dashboard v1.2 STABLE.xlsm
| SOOT BLOWING | DETONATION CLEANER |  |  |  | SSB PI 31481 | 2000135933 | Sbds-8 Combustion Airsply Pressure Gage | Delete | 16TH FL 65' W OF N-306 CONVECTIVE PASS SOUTH WALL | GAUGE |  |  | ES-SHC-003-SB-DS-EQUP_0002 | 3 | SB | DS | EQUP_0002 | J206 |  |  |  | 2025-09-26 18:38 | Search Dashboard v1.2 STABLE.xlsm
| SOOT BLOWING | DETONATION CLEANER |  |  |  | SSB PI 31482 | 2000135934 | Sbds-9 Combustion Airsply Pressure Gage | Delete | 16TH FL 30' E OF N-310 CONVECTIVE PASS SOUTH WALL | GAUGE |  |  | ES-SHC-003-SB-DS-EQUP_0002 | 3 | SB | DS | EQUP_0002 | J206 |  |  |  | 2025-09-26 18:38 | Search Dashboard v1.2 STABLE.xlsm
| SOOT BLOWING | DETONATION CLEANER |  |  |  | SSB PI 31483 | 2000135936 | Sbds-10 Combustion Airsply Pressure Gage | Delete | 16TH FL 25' SW OF Q-306A CONVECTIVE PASS NORT WALL | GAUGE |  |  | ES-SHC-003-SB-DS-EQUP_0002 | 3 | SB | DS | EQUP_0002 | J206 |  |  |  | 2025-09-26 18:38 | Search Dashboard v1.2 STABLE.xlsm
| SOOT BLOWING | DETONATION CLEANER |  |  |  | SSB PI 31484 | 2000135938 | Sbds-11 Combustion Airsply Pressure Gage | Delete | 16TH FL 30' SW OF Q-307A CONVECTIVE PASS NORT WALL | GAUGE |  |  | ES-SHC-003-SB-DS-EQUP_0002 | 3 | SB | DS | EQUP_0002 | J206 |  |  |  | 2025-09-26 18:38 | Search Dashboard v1.2 STABLE.xlsm
| SOOT BLOWING | DETONATION CLEANER |  |  |  | SSB PI 31485 | 2000135941 | Sbds-12 Combustion Airsply Pressure Gage | Delete | 16TH FL 25' SE OF Q-308B CONVECTIVE PASS NORT WALL | GAUGE |  |  | ES-SHC-003-SB-DS-EQUP_0002 | 3 | SB | DS | EQUP_0002 | J206 |  |  |  | 2025-09-26 18:38 | Search Dashboard v1.2 STABLE.xlsm
| SOOT BLOWING | DETONATION CLEANER |  |  |  | SSB PI 31486 | 2000135943 | Sbds-13 Combustion Airsply Pressure Gage | Delete | 17TH FL 30' W OF N306 CONVECTIVE PASS SOUTH WALL | GAUGE |  |  | ES-SHC-003-SB-DS-EQUP_0002 | 3 | SB | DS | EQUP_0002 | J206 |  |  |  | 2025-09-26 18:38 | Search Dashboard v1.2 STABLE.xlsm
| SOOT BLOWING | DETONATION CLEANER |  |  |  | SSB PI 31487 | 2000135945 | Sbds-14 Combustion Airsply Pressure Gage | Delete | 17TH FL 65' W OF N306 CONVECTIVE PASS SOUTH WALL | GAUGE |  |  | ES-SHC-003-SB-DS-EQUP_0002 | 3 | SB | DS | EQUP_0002 | J206 |  |  |  | 2025-09-26 18:38 | Search Dashboard v1.2 STABLE.xlsm
| SOOT BLOWING | DETONATION CLEANER |  |  |  | SSB PI 31488 | 2000135947 | Sbds-15 Combustion Airsply Pressure Gage | Delete | 17TH FL 30' E OF N310 CONVECTIVE PASS SOUTH WALL | GAUGE |  |  | ES-SHC-003-SB-DS-EQUP_0002 | 3 | SB | DS | EQUP_0002 | J206 |  |  |  | 2025-09-26 18:38 | Search Dashboard v1.2 STABLE.xlsm
| SOOT BLOWING | DETONATION CLEANER |  |  |  | SSB PI 31489 | 2000135949 | Sbds-16 Combustion Airsply Pressure Gage | Delete | 17TH FL 25' SW OF Q-306A CONVECTIVE PASS NORT WALL | GAUGE |  |  | ES-SHC-003-SB-DS-EQUP_0002 | 3 | SB | DS | EQUP_0002 | J206 |  |  |  | 2025-09-26 18:38 | Search Dashboard v1.2 STABLE.xlsm
| SOOT BLOWING | DETONATION CLEANER |  |  |  | SSB PI 31490 | 2000135951 | Sbds-17 Combustion Airsply Pressure Gage | Delete | 17TH FL 30' SW OF Q-307A CONVECTIVE PASS NORT WALL | GAUGE |  |  | ES-SHC-003-SB-DS-EQUP_0002 | 3 | SB | DS | EQUP_0002 | J206 |  |  |  | 2025-09-26 18:38 | Search Dashboard v1.2 STABLE.xlsm
| SOOT BLOWING | DETONATION CLEANER |  |  |  | SSB PI 31491 | 2000135953 | Sbds-18 Combustion Airsply Pressure Gage | Delete | 17TH FL 30' SW OF Q-307A CONVECTIVE PASS NORT WALL | GAUGE |  |  | ES-SHC-003-SB-DS-EQUP_0002 | 3 | SB | DS | EQUP_0002 | J206 |  |  |  | 2025-09-26 18:38 | Search Dashboard v1.2 STABLE.xlsm
| SOOT BLOWING | DETONATION CLEANER |  |  |  | SSB PI 31506 | 2000135955 | Shield Pipe Inertng Gas Psi Undrgrd Ethy | Delete |  | GAUGE |  |  | ES-SHC-003-SB-DS-EQUP_0002 | 3 | SB | DS | EQUP_0002 | J206 |  |  |  | 2025-09-26 18:38 | Search Dashboard v1.2 STABLE.xlsm
| SOOT BLOWING | DETONATION CLEANER |  |  |  | SSB PI 31507 | 2000135957 | Powerwave And Sootblowng Air Receiver Pr | Delete |  | GAUGE |  |  | ES-SHC-003-SB-DS-EQUP_0002 | 3 | SB | DS | EQUP_0002 | J206 |  |  |  | 2025-09-26 18:38 | Search Dashboard v1.2 STABLE.xlsm
| SOOT BLOWING | DETONATION CLEANER |  |  |  | SSB PI 31508 | 2000135959 | Ethylene Pressure At North Tank Pad Hose Conec | Delete |  | GAUGE |  |  | ES-SHC-003-SB-DS-EQUP_0002 | 3 | SB | DS | EQUP_0002 | J206 |  |  |  | 2025-09-26 18:38 | Search Dashboard v1.2 STABLE.xlsm
| SOOT BLOWING | DETONATION CLEANER |  |  |  | SSB PI 31509 | 2000135961 | Ethylene Pressure At South Tank Pad Hose Conect | Delete |  | GAUGE |  |  | ES-SHC-003-SB-DS-EQUP_0002 | 3 | SB | DS | EQUP_0002 | J206 |  |  |  | 2025-09-26 18:38 | Search Dashboard v1.2 STABLE.xlsm
| SOOT BLOWING | DETONATION CLEANER |  |  |  | SSB PI 31510 | 2000135963 | Ethylene Psi Tank Pad Hos E Dnstrm Isolation Valve | Delete |  | GAUGE |  |  | ES-SHC-003-SB-DS-EQUP_0002 | 3 | SB | DS | EQUP_0002 | J206 |  |  |  | 2025-09-26 18:38 | Search Dashboard v1.2 STABLE.xlsm
| SOOT BLOWING | DETONATION CLEANER |  |  |  | SSB PI 31511 | 2000135965 | Ethylene Psi Tank Pad Hos E Dnstrm Isolation Valve | Delete |  | GAUGE |  |  | ES-SHC-003-SB-DS-EQUP_0002 | 3 | SB | DS | EQUP_0002 | J206 |  |  |  | 2025-09-26 18:38 | Search Dashboard v1.2 STABLE.xlsm
| SOOT BLOWING | DETONATION CLEANER |  |  |  | SSB PI 31515 | 2000135967 | Control Panl Ssb Dcp 3001 Enclosure Pressure G | Delete | 15th FLR, 1153'-0 SOUTH WALL, BOTTOM TIER, RIGHT | GAUGE |  |  | ES-SHC-003-SB-DS-EQUP_0002 | 3 | SB | DS | EQUP_0002 | J206 |  |  |  | 2025-09-26 18:38 | Search Dashboard v1.2 STABLE.xlsm
| SOOT BLOWING | DETONATION CLEANER |  |  |  | SSB PI 31516 | 2000135969 | Control Panl Ssb Dcp 3002 Enclosure Pressure G | Delete | 15th FLR, 1153'-0 SOUTH WALL, BOTTOM TIER, CENTER | GAUGE |  |  | ES-SHC-003-SB-DS-EQUP_0002 | 3 | SB | DS | EQUP_0002 | J206 |  |  |  | 2025-09-26 18:38 | Search Dashboard v1.2 STABLE.xlsm
| SOOT BLOWING | DETONATION CLEANER |  |  |  | SSB PI 31517 | 2000135971 | Control Panl Ssb Dcp 3003 Enclosure Pressure G | Delete | 15th FLR, 1153'-0 SOUTH WALL, BOTTOM TIER, LEFT | GAUGE |  |  | ES-SHC-003-SB-DS-EQUP_0002 | 3 | SB | DS | EQUP_0002 | J206 |  |  |  | 2025-09-26 18:38 | Search Dashboard v1.2 STABLE.xlsm
| SOOT BLOWING | DETONATION CLEANER |  |  |  | SSB PI 31518 | 2000135973 | Control Panl Ssb Dcp 3004 Enclosure Pressure G | Delete | 15th FLR, 1153'-0 NORTH WALL, BOTTOM TIER, LEFT | GAUGE |  |  | ES-SHC-003-SB-DS-EQUP_0002 | 3 | SB | DS | EQUP_0002 | J206 |  |  |  | 2025-09-26 18:38 | Search Dashboard v1.2 STABLE.xlsm
| SOOT BLOWING | DETONATION CLEANER |  |  |  | SSB PI 31519 | 2000135975 | Control Panl Ssb Dcp 3005 Enclosure Pressure G | Delete | 15th FLR, 1153'-0 NORTH WALL, BOTTOM TIER, CENTER | GAUGE |  |  | ES-SHC-003-SB-DS-EQUP_0002 | 3 | SB | DS | EQUP_0002 | J206 |  |  |  | 2025-09-26 18:38 | Search Dashboard v1.2 STABLE.xlsm
| SOOT BLOWING | DETONATION CLEANER |  |  |  | SSB PI 31520 | 2000135977 | Control Panl Ssb Dcp 3006 Enclosure Pressure G | Delete | 15th FLR, 1153'-0 NORTH WALL, BOTTOM TIER, RIGHT | GAUGE |  |  | ES-SHC-003-SB-DS-EQUP_0002 | 3 | SB | DS | EQUP_0002 | J206 |  |  |  | 2025-09-26 18:38 | Search Dashboard v1.2 STABLE.xlsm
| SOOT BLOWING | DETONATION CLEANER |  |  |  | SSB PI 31521 | 2000135979 | Control Panl Ssb Dcp 3007 Enclosure Pressure G | Delete | 16th FLR, 1166'-9 SOUTH WALL, MIDDLE TIER, RIGHT | GAUGE |  |  | ES-SHC-003-SB-DS-EQUP_0002 | 3 | SB | DS | EQUP_0002 | J206 |  |  |  | 2025-09-26 18:38 | Search Dashboard v1.2 STABLE.xlsm
| SOOT BLOWING | DETONATION CLEANER |  |  |  | SSB PI 31522 | 2000135981 | Control Panl Ssb Dcp 3008 Enclosure Pressure G | Delete | 16th FLR, 1166'-9 SOUTH WALL, MIDDLE TIER, CENTER | GAUGE |  |  | ES-SHC-003-SB-DS-EQUP_0002 | 3 | SB | DS | EQUP_0002 | J206 |  |  |  | 2025-09-26 18:38 | Search Dashboard v1.2 STABLE.xlsm
| SOOT BLOWING | DETONATION CLEANER |  |  |  | SSB PI 31523 | 2000135983 | Control Panl Ssb Dcp 3009 Enclosure Pressure G | Delete | 16th FLR, 1166'-9 SOUTH WALL, MIDDLE TIER, LEFT | GAUGE |  |  | ES-SHC-003-SB-DS-EQUP_0002 | 3 | SB | DS | EQUP_0002 | J206 |  |  |  | 2025-09-26 18:38 | Search Dashboard v1.2 STABLE.xlsm
| SOOT BLOWING | DETONATION CLEANER |  |  |  | SSB PI 31524 | 2000135985 | Control Panl Ssb Dcp 3010 Enclosure Pressure G | Delete | 16th FLR, 1166'-9 NORTH WALL, MIDDLE TIER, LEFT | GAUGE |  |  | ES-SHC-003-SB-DS-EQUP_0002 | 3 | SB | DS | EQUP_0002 | J206 |  |  |  | 2025-09-26 18:38 | Search Dashboard v1.2 STABLE.xlsm
| SOOT BLOWING | DETONATION CLEANER |  |  |  | SSB PI 31525 | 2000135987 | Control Panl Ssb Dcp 3011 Enclosure Pressure G | Delete | 16th FLR, 1166'-9 NORTH WALL, MIDDLE TIER, CENTER | GAUGE |  |  | ES-SHC-003-SB-DS-EQUP_0002 | 3 | SB | DS | EQUP_0002 | J206 |  |  |  | 2025-09-26 18:38 | Search Dashboard v1.2 STABLE.xlsm
| SOOT BLOWING | DETONATION CLEANER |  |  |  | SSB PI 31526 | 2000135989 | Control Panl Ssb Dcp 3012 Enclosure Pressure G | Delete | 16th FLR, 1166'-0 NORTH WALL, MIDDLE TIER, RIGHT | GAUGE |  |  | ES-SHC-003-SB-DS-EQUP_0002 | 3 | SB | DS | EQUP_0002 | J206 |  |  |  | 2025-09-26 18:38 | Search Dashboard v1.2 STABLE.xlsm
| SOOT BLOWING | DETONATION CLEANER |  |  |  | SSB PI 31527 | 2000135991 | Control Panl Ssb Dcp 3013 Enclosure Pressure G | Delete | 17th FLR, 1184'-0 SOUTH WALL, TOP TIER, RIGHT | GAUGE |  |  | ES-SHC-003-SB-DS-EQUP_0002 | 3 | SB | DS | EQUP_0002 | J206 |  |  |  | 2025-09-26 18:38 | Search Dashboard v1.2 STABLE.xlsm
| SOOT BLOWING | DETONATION CLEANER |  |  |  | SSB PI 31528 | 2000135993 | Control Panl Ssb Dcp 3014 Enclosure Pressure G | Delete | 17th FLR, 1184'-0 SOUTH WALL, TOP TIER, CENTER | GAUGE |  |  | ES-SHC-003-SB-DS-EQUP_0002 | 3 | SB | DS | EQUP_0002 | J206 |  |  |  | 2025-09-26 18:38 | Search Dashboard v1.2 STABLE.xlsm
| SOOT BLOWING | DETONATION CLEANER |  |  |  | SSB PI 31529 | 2000135995 | Control Panl Ssb Dcp 3015 Enclosure Pressure G | Delete | 17th FLR, 1184'-0 SOUTH WALL, TOP TIER, LEFT | GAUGE |  |  | ES-SHC-003-SB-DS-EQUP_0002 | 3 | SB | DS | EQUP_0002 | J206 |  |  |  | 2025-09-26 18:38 | Search Dashboard v1.2 STABLE.xlsm
| SOOT BLOWING | DETONATION CLEANER |  |  |  | SSB PI 31530 | 2000135997 | Control Panl Ssb Dcp 3016 Enclosure Pressure G | Delete | 17th FLR, 1184'-0 NORTH WALL, TOP TIER, LEFT | GAUGE |  |  | ES-SHC-003-SB-DS-EQUP_0002 | 3 | SB | DS | EQUP_0002 | J206 |  |  |  | 2025-09-26 18:38 | Search Dashboard v1.2 STABLE.xlsm
| SOOT BLOWING | DETONATION CLEANER |  |  |  | SSB PI 31531 | 2000135999 | Control Panl Ssb Dcp 3017 Enclosure Pressure G | Delete | 17th FLR, 1184'-0 NORTH WALL, TOP TIER, CENTER | GAUGE |  |  | ES-SHC-003-SB-DS-EQUP_0002 | 3 | SB | DS | EQUP_0002 | J206 |  |  |  | 2025-09-26 18:38 | Search Dashboard v1.2 STABLE.xlsm
| SOOT BLOWING | DETONATION CLEANER |  |  |  | SSB PI 31532 | 2000136301 | Control Panl Ssb Dcp 3018 Enclosure Pressure G | Delete | 17th FLR, 1184'-0 NORTH WALL, TOP TIER, RIGHT | GAUGE |  |  | ES-SHC-003-SB-DS-EQUP_0002 | 3 | SB | DS | EQUP_0002 | J206 |  |  |  | 2025-09-26 18:38 | Search Dashboard v1.2 STABLE.xlsm
| SOOT BLOWING | DETONATION CLEANER |  |  |  | SSB PI 31533 | 2000136303 | Sbds Purge Air System Pressure Guage | Delete | 16 1/2 FL WEST - EAST OF N312 | GAUGE |  |  | ES-SHC-003-SB-DS-EQUP_0002 | 3 | SB | DS | EQUP_0002 | J206 |  |  |  | 2025-09-26 18:38 | Search Dashboard v1.2 STABLE.xlsm
| SOOT BLOWING | DETONATION CLEANER |  |  |  | SSB PS 31608 | 2000136561 | Backpass Acoustic Sb Air Psi-powerwave E | Delete | 16-1/2 FLOOR, WEST SIDE BOILER | SWCH |  |  | ES-SHC-003-SB-DS-EQUP_0002 | 3 | SB | DS | EQUP_0002 | J206 |  |  |  | 2025-09-26 18:38 | Search Dashboard v1.2 STABLE.xlsm
| SOOT BLOWING | DETONATION CLEANER |  |  |  | SSB PS 31609 | 2000136563 | Control Panl Ssb Dcp 3001 Enclosure Pressure South | Delete | 15th FLR, 1153'-0 SOUTH WALL, BOTTOM TIER, RIGHT | SWCH |  |  | ES-SHC-003-SB-DS-EQUP_0002 | 3 | SB | DS | EQUP_0002 | J206 |  |  |  | 2025-09-26 18:38 | Search Dashboard v1.2 STABLE.xlsm
| SOOT BLOWING | DETONATION CLEANER |  |  |  | SSB PS 31610 | 2000136565 | Control Panl Ssb Dcp 3002 Enclosure Pressure South | Delete | 15th FLR, 1153'-0 SOUTH WALL, BOTTOM TIER, CENTER | SWCH |  |  | ES-SHC-003-SB-DS-EQUP_0002 | 3 | SB | DS | EQUP_0002 | J206 |  |  |  | 2025-09-26 18:38 | Search Dashboard v1.2 STABLE.xlsm
| SOOT BLOWING | DETONATION CLEANER |  |  |  | SSB PS 31611 | 2000136567 | Control Panl Ssb Dcp 3003 Enclosure Pressure South | Delete | 15th FLR, 1153'-0 SOUTH WALL, BOTTOM TIER, LEFT | SWCH |  |  | ES-SHC-003-SB-DS-EQUP_0002 | 3 | SB | DS | EQUP_0002 | J206 |  |  |  | 2025-09-26 18:38 | Search Dashboard v1.2 STABLE.xlsm
| SOOT BLOWING | DETONATION CLEANER |  |  |  | SSB PS 31612 | 2000136569 | Control Panl Ssb Dcp 3004 Enclosure Pressure South | Delete | 15th FLR, 1153'-0 NORTH WALL, BOTTOM TIER, LEFT | SWCH |  |  | ES-SHC-003-SB-DS-EQUP_0002 | 3 | SB | DS | EQUP_0002 | J206 |  |  |  | 2025-09-26 18:38 | Search Dashboard v1.2 STABLE.xlsm
| SOOT BLOWING | DETONATION CLEANER |  |  |  | SSB PS 31613 | 2000136571 | Control Panl Ssb Dcp 3005 Enclosure Pressure South | Delete | 15th FLR, 1153'-0 NORTH WALL, BOTTOM TIER, CENTER | SWCH |  |  | ES-SHC-003-SB-DS-EQUP_0002 | 3 | SB | DS | EQUP_0002 | J206 |  |  |  | 2025-09-26 18:38 | Search Dashboard v1.2 STABLE.xlsm
| SOOT BLOWING | DETONATION CLEANER |  |  |  | SSB PS 31614 | 2000136573 | Control Panl Ssb Dcp 3006 Enclosure Pressure South | Delete | 15th FLR, 1153'-0 NORTH WALL, BOTTOM TIER, RIGHT | SWCH |  |  | ES-SHC-003-SB-DS-EQUP_0002 | 3 | SB | DS | EQUP_0002 | J206 |  |  |  | 2025-09-26 18:38 | Search Dashboard v1.2 STABLE.xlsm
| SOOT BLOWING | DETONATION CLEANER |  |  |  | SSB PS 31615 | 2000136575 | Control Panl Ssb Dcp 3007 Enclosure Pressure South | Delete | 16th FLR, 1166'-9 SOUTH WALL, MIDDLE TIER, RIGHT | SWCH |  |  | ES-SHC-003-SB-DS-EQUP_0002 | 3 | SB | DS | EQUP_0002 | J206 |  |  |  | 2025-09-26 18:38 | Search Dashboard v1.2 STABLE.xlsm
| SOOT BLOWING | DETONATION CLEANER |  |  |  | SSB PS 31616 | 2000136577 | Control Panl Ssb Dcp 3008 Enclosure Pressure South | Delete | 16th FLR, 1166'-9 SOUTH WALL, MIDDLE TIER, CENTER | SWCH |  |  | ES-SHC-003-SB-DS-EQUP_0002 | 3 | SB | DS | EQUP_0002 | J206 |  |  |  | 2025-09-26 18:38 | Search Dashboard v1.2 STABLE.xlsm
| SOOT BLOWING | DETONATION CLEANER |  |  |  | SSB PS 31617 | 2000136579 | Control Panl Ssb Dcp 3009 Enclosure Pressure South | Delete | 16th FLR, 1166'-9 SOUTH WALL, MIDDLE TIER, LEFT | SWCH |  |  | ES-SHC-003-SB-DS-EQUP_0002 | 3 | SB | DS | EQUP_0002 | J206 |  |  |  | 2025-09-26 18:38 | Search Dashboard v1.2 STABLE.xlsm
| SOOT BLOWING | DETONATION CLEANER |  |  |  | SSB PS 31618 | 2000136581 | Control Panl Ssb Dcp 3010 Enclosure Pressure South | Delete | 16th FLR, 1166'-9 NORTH WALL, MIDDLE TIER, LEFT | SWCH |  |  | ES-SHC-003-SB-DS-EQUP_0002 | 3 | SB | DS | EQUP_0002 | J206 |  |  |  | 2025-09-26 18:38 | Search Dashboard v1.2 STABLE.xlsm
| SOOT BLOWING | DETONATION CLEANER |  |  |  | SSB PS 31619 | 2000136584 | Control Panl Ssb Dcp 3011 Enclosure Pressure South | Delete | 16th FLR, 1166'-9 NORTH WALL, MIDDLE TIER, CENTER | SWCH |  |  | ES-SHC-003-SB-DS-EQUP_0002 | 3 | SB | DS | EQUP_0002 | J206 |  |  |  | 2025-09-26 18:38 | Search Dashboard v1.2 STABLE.xlsm
| SOOT BLOWING | DETONATION CLEANER |  |  |  | SSB PS 31620 | 2000136586 | Control Panl Ssb Dcp 3012 Enclosure Pressure South | Delete | 16th FLR, 1166'-0 NORTH WALL, MIDDLE TIER, RIGHT | SWCH |  |  | ES-SHC-003-SB-DS-EQUP_0002 | 3 | SB | DS | EQUP_0002 | J206 |  |  |  | 2025-09-26 18:38 | Search Dashboard v1.2 STABLE.xlsm
| SOOT BLOWING | DETONATION CLEANER |  |  |  | SSB PS 31621 | 2000136588 | Control Panl Ssb Dcp 3013 Enclosure Pressure South | Delete | 17th FLR, 1184'-0 SOUTH WALL, TOP TIER, RIGHT | SWCH |  |  | ES-SHC-003-SB-DS-EQUP_0002 | 3 | SB | DS | EQUP_0002 | J206 |  |  |  | 2025-09-26 18:38 | Search Dashboard v1.2 STABLE.xlsm
| SOOT BLOWING | DETONATION CLEANER |  |  |  | SSB PS 31622 | 2000136590 | Control Panl Ssb Dcp 3014 Enclosure Pressure South | Delete | 17th FLR, 1184'-0 SOUTH WALL, TOP TIER, CENTER | SWCH |  |  | ES-SHC-003-SB-DS-EQUP_0002 | 3 | SB | DS | EQUP_0002 | J206 |  |  |  | 2025-09-26 18:38 | Search Dashboard v1.2 STABLE.xlsm
| SOOT BLOWING | DETONATION CLEANER |  |  |  | SSB PS 31623 | 2000136592 | Control Panl Ssb Dcp 3015 Enclosure Pressure South | Delete | 17th FLR, 1184'-0 SOUTH WALL, TOP TIER, LEFT | SWCH |  |  | ES-SHC-003-SB-DS-EQUP_0002 | 3 | SB | DS | EQUP_0002 | J206 |  |  |  | 2025-09-26 18:38 | Search Dashboard v1.2 STABLE.xlsm
| SOOT BLOWING | DETONATION CLEANER |  |  |  | SSB PS 31624 | 2000136594 | Control Panl Ssb Dcp 3016 Enclosure Pressure South | Delete | 17th FLR, 1184'-0 NORTH WALL, TOP TIER, LEFT | SWCH |  |  | ES-SHC-003-SB-DS-EQUP_0002 | 3 | SB | DS | EQUP_0002 | J206 |  |  |  | 2025-09-26 18:38 | Search Dashboard v1.2 STABLE.xlsm
| SOOT BLOWING | DETONATION CLEANER |  |  |  | SSB PS 31625 | 2000136595 | Control Panl Ssb Dcp 3017 Enclosure Pressure South | Delete | 17th FLR, 1184'-0 NORTH WALL, TOP TIER, CENTER | SWCH |  |  | ES-SHC-003-SB-DS-EQUP_0002 | 3 | SB | DS | EQUP_0002 | J206 |  |  |  | 2025-09-26 18:38 | Search Dashboard v1.2 STABLE.xlsm
| SOOT BLOWING | DETONATION CLEANER |  |  |  | SSB PS 31626 | 2000136598 | Control Panl Ssb Dcp 3018 Enclosure Pressure South | Delete | 17th FLR, 1184'-0 NORTH WALL, TOP TIER, RIGHT | SWCH |  |  | ES-SHC-003-SB-DS-EQUP_0002 | 3 | SB | DS | EQUP_0002 | J206 |  |  |  | 2025-09-26 18:38 | Search Dashboard v1.2 STABLE.xlsm
| SOOT BLOWING | ACOUSTIC CLEANER |  |  |  | SSB PT 30390 | 2000136910 | Sbas Pressure Transmitter Dcs Supply | Delete | 5TH FL BOILER BUILDING NORTH | INSTM |  |  | ES-SHC-003-SB-AS-EQUP_0002 | 3 | SB | AS | EQUP_0002 | J206 |  |  |  | 2025-09-26 18:38 | Search Dashboard v1.2 STABLE.xlsm
| SOOT BLOWING | DETONATION CLEANER |  |  |  | SSB PT 30391 | 2000136912 | Backpass Detonation Soot Blwrs Air Supply F | Delete | 16-1/2 FLOOR, WEST SIDE BOILER | INSTM |  |  | ES-SHC-003-SB-DS-EQUP_0002 | 3 | SB | DS | EQUP_0002 | J206 |  |  |  | 2025-09-26 18:38 | Search Dashboard v1.2 STABLE.xlsm
| SOOT BLOWING | DETONATION CLEANER |  |  |  | SSB PT 30392 | 2000136914 | Backpass Detonation Soot Blwrs Airsply L | Delete | 16th FLOOR, WEST SIDE BOILER BY RECVEIVER TANK | INSTM |  |  | ES-SHC-003-SB-DS-EQUP_0002 | 3 | SB | DS | EQUP_0002 | J206 |  |  |  | 2025-09-26 18:38 | Search Dashboard v1.2 STABLE.xlsm
| SOOT BLOWING | DETONATION CLEANER |  |  |  | SSB PT 30393 | 2000136916 | Backpass Acoustic Sootblowers Fuel Line | Delete | 3-1/2 FLOOR, WEST SIDE OF BOILER IN AQCS BLDG | INSTM |  |  | ES-SHC-003-SB-DS-EQUP_0002 | 3 | SB | DS | EQUP_0002 | J206 |  |  |  | 2025-09-26 18:38 | Search Dashboard v1.2 STABLE.xlsm
| SOOT BLOWING | DETONATION CLEANER |  |  |  | SSB PT 30426 | 2000136917 | Inlet Pressure To Tank Pad Pressure Rgltr | Delete |  | INSTM |  |  | ES-SHC-003-SB-DS-EQUP_0002 | 3 | SB | DS | EQUP_0002 | J206 |  |  |  | 2025-09-26 18:38 | Search Dashboard v1.2 STABLE.xlsm
| SOOT BLOWING | DETONATION CLEANER |  |  |  | SSB RV 3846 | 2000136927 | Sbds Ethylene Relief Valve | Delete | 15TH FL AT P312 | VALVE |  |  | ES-SHC-003-SB-DS-EQUP_0003 | 3 | SB | DS | EQUP_0003 | J206 | 3846 |  |  | 2025-09-26 18:38 | Search Dashboard v1.2 STABLE.xlsm
| SOOT BLOWING | DETONATION CLEANER |  |  |  | SSB RV 3874 | 2000136929 | Sbds Ethlyene Relief Valve | Delete | SKID | VALVE |  |  | ES-SHC-003-SB-DS-EQUP_0003 | 3 | SB | DS | EQUP_0003 | J206 | 3874 |  |  | 2025-09-26 18:38 | Search Dashboard v1.2 STABLE.xlsm
| SOOT BLOWING | DETONATION CLEANER |  |  |  | SSB RV 3880 | 2000136931 | Sbds Ethlyene Relief Valve | Delete |  | VALVE |  |  | ES-SHC-003-SB-DS-EQUP_0003 | 3 | SB | DS | EQUP_0003 | J206 | 3880 |  |  | 2025-09-26 18:38 | Search Dashboard v1.2 STABLE.xlsm
| SOOT BLOWING | DETONATION CLEANER |  |  |  | SSB RV 3882 | 2000136933 | Sbds Ethlyene Relief Valve | Delete |  | VALVE |  |  | ES-SHC-003-SB-DS-EQUP_0003 | 3 | SB | DS | EQUP_0003 | J206 | 3882 |  |  | 2025-09-26 18:38 | Search Dashboard v1.2 STABLE.xlsm
| SOOT BLOWING | DETONATION CLEANER |  |  |  | SSB RV 3900 | 2000136935 | Sbds Oxid Air Receiver Tank Relief Valve | Delete | 16 FLR WEST - S OF N310 | VALVE |  |  | ES-SHC-003-SB-DS-EQUP_0003 | 3 | SB | DS | EQUP_0003 | J206 | 3900 |  |  | 2025-09-26 18:38 | Search Dashboard v1.2 STABLE.xlsm
| SOOT BLOWING | ACOUSTIC CLEANER |  |  |  | SSB RV 3937 | 2000136937 | Receiver Relief Valve | Delete | 5TH FL BOILER BUILDING NORTH | MISC |  |  | ES-SHC-003-SB-AS-EQUP_0003 | 3 | SB | AS | EQUP_0003 | J206 |  |  |  | 2025-09-26 18:38 | Search Dashboard v1.2 STABLE.xlsm
| SOOT BLOWING | DETONATION CLEANER |  |  |  | SSB ST 3902 | 2000137121 | Sbds1 Ethylene Fuel Filter | Delete | 15 FLR S WALL OF CONV PASS - EAST SIDE | FILTR |  |  | ES-SHC-003-SB-DS-EQUP_0003 | 3 | SB | DS | EQUP_0003 | J206 |  |  |  | 2025-09-26 18:38 | Search Dashboard v1.2 STABLE.xlsm
| SOOT BLOWING | DETONATION CLEANER |  |  |  | SSB ST 3903 | 2000137123 | Sbds2 Ethylene Fuel Filter | Delete | 15 FLR S WALL OF CONV PASS - CENTER SIDE | FILTR |  |  | ES-SHC-003-SB-DS-EQUP_0003 | 3 | SB | DS | EQUP_0003 | J206 |  |  |  | 2025-09-26 18:38 | Search Dashboard v1.2 STABLE.xlsm
| SOOT BLOWING | DETONATION CLEANER |  |  |  | SSB ST 3904 | 2000137125 | Sbds3 Ethylene Fuel Filter | Delete | 15 FLR S WALL OF CONV PASS - WEST SIDE | FILTR |  |  | ES-SHC-003-SB-DS-EQUP_0003 | 3 | SB | DS | EQUP_0003 | J206 |  |  |  | 2025-09-26 18:38 | Search Dashboard v1.2 STABLE.xlsm
| SOOT BLOWING | DETONATION CLEANER |  |  |  | SSB ST 3905 | 2000137127 | Sbds4 Ethylene Fuel Filter | Delete | 15 FLR N WALL BTWN Q306A & Q307A | FILTR |  |  | ES-SHC-003-SB-DS-EQUP_0003 | 3 | SB | DS | EQUP_0003 | J206 |  |  |  | 2025-09-26 18:38 | Search Dashboard v1.2 STABLE.xlsm
| SOOT BLOWING | DETONATION CLEANER |  |  |  | SSB ST 3906 | 2000137129 | Sbds5 Ethylene Fuel Filter | Delete | 15 FLR N WALL BTWN Q308 & Q307A | FILTR |  |  | ES-SHC-003-SB-DS-EQUP_0003 | 3 | SB | DS | EQUP_0003 | J206 |  |  |  | 2025-09-26 18:38 | Search Dashboard v1.2 STABLE.xlsm
| SOOT BLOWING | DETONATION CLEANER |  |  |  | SSB ST 3907 | 2000137131 | Sbds6 Ethylene Fuel Filter | Delete | 15 FLR N WALL BTWN Q308 & Q308B | FILTR |  |  | ES-SHC-003-SB-DS-EQUP_0003 | 3 | SB | DS | EQUP_0003 | J206 |  |  |  | 2025-09-26 18:38 | Search Dashboard v1.2 STABLE.xlsm
| SOOT BLOWING | DETONATION CLEANER |  |  |  | SSB ST 3908 | 2000137133 | Sbds7 Ethylene Fuel Filter | Delete | 16 FLR S WALL OF CONV PASS - EAST SIDE | FILTR |  |  | ES-SHC-003-SB-DS-EQUP_0003 | 3 | SB | DS | EQUP_0003 | J206 |  |  |  | 2025-09-26 18:38 | Search Dashboard v1.2 STABLE.xlsm
| SOOT BLOWING | DETONATION CLEANER |  |  |  | SSB ST 3909 | 2000137135 | Sbds8 Ethylene Fuel Filter | Delete | 16 FLR S WALL OF CONV PASS - CENTER SIDE | FILTR |  |  | ES-SHC-003-SB-DS-EQUP_0003 | 3 | SB | DS | EQUP_0003 | J206 |  |  |  | 2025-09-26 18:38 | Search Dashboard v1.2 STABLE.xlsm
| SOOT BLOWING | DETONATION CLEANER |  |  |  | SSB ST 3910 | 2000137137 | Sbds9 Ethylene Fuel Filter | Delete | 16 FLR S WALL OF CONV PASS - WEST SIDE | FILTR |  |  | ES-SHC-003-SB-DS-EQUP_0003 | 3 | SB | DS | EQUP_0003 | J206 |  |  |  | 2025-09-26 18:38 | Search Dashboard v1.2 STABLE.xlsm
| SOOT BLOWING | DETONATION CLEANER |  |  |  | SSB ST 3911 | 2000137139 | Sbds10 Ethylene Fuel Filter | Delete | 16 FLR N WALL BTWN Q306A & Q307A | FILTR |  |  | ES-SHC-003-SB-DS-EQUP_0003 | 3 | SB | DS | EQUP_0003 | J206 |  |  |  | 2025-09-26 18:38 | Search Dashboard v1.2 STABLE.xlsm
| SOOT BLOWING | DETONATION CLEANER |  |  |  | SSB ST 3912 | 2000137141 | Sbds11 Ethylene Fuel Filter | Delete | 16 FLR N WALL BTWN Q308 & Q307A | FILTR |  |  | ES-SHC-003-SB-DS-EQUP_0003 | 3 | SB | DS | EQUP_0003 | J206 |  |  |  | 2025-09-26 18:38 | Search Dashboard v1.2 STABLE.xlsm
| SOOT BLOWING | DETONATION CLEANER |  |  |  | SSB ST 3913 | 2000137143 | Sbds12 Ethylene Fuel Filter | Delete | 16 FLR N WALL BTWN Q308 & Q308B | FILTR |  |  | ES-SHC-003-SB-DS-EQUP_0003 | 3 | SB | DS | EQUP_0003 | J206 |  |  |  | 2025-09-26 18:38 | Search Dashboard v1.2 STABLE.xlsm
| SOOT BLOWING | DETONATION CLEANER |  |  |  | SSB ST 3914 | 2000137145 | Sbds13 Ethylene Fuel Filter | Delete | 17 FLR S WALL OF CONV PASS - EAST SIDE | FILTR |  |  | ES-SHC-003-SB-DS-EQUP_0003 | 3 | SB | DS | EQUP_0003 | J206 |  |  |  | 2025-09-26 18:38 | Search Dashboard v1.2 STABLE.xlsm
| SOOT BLOWING | DETONATION CLEANER |  |  |  | SSB ST 3915 | 2000137148 | Sbds14 Ethylene Fuel Filter | Delete | 17 FLR S WALL OF CONV PASS - CENTER SIDE | FILTR |  |  | ES-SHC-003-SB-DS-EQUP_0003 | 3 | SB | DS | EQUP_0003 | J206 |  |  |  | 2025-09-26 18:38 | Search Dashboard v1.2 STABLE.xlsm
| SOOT BLOWING | DETONATION CLEANER |  |  |  | SSB ST 3916 | 2000137149 | Sbds15 Ethylene Fuel Filter | Delete | 17 FLR S WALL OF CONV PASS - WEST SIDE | FILTR |  |  | ES-SHC-003-SB-DS-EQUP_0003 | 3 | SB | DS | EQUP_0003 | J206 |  |  |  | 2025-09-26 18:38 | Search Dashboard v1.2 STABLE.xlsm
| SOOT BLOWING | DETONATION CLEANER |  |  |  | SSB ST 3917 | 2000137151 | Sbds16 Ethylene Fuel Filter | Delete | 17 FLR N WALL BTWN Q306A & Q307A | FILTR |  |  | ES-SHC-003-SB-DS-EQUP_0003 | 3 | SB | DS | EQUP_0003 | J206 |  |  |  | 2025-09-26 18:38 | Search Dashboard v1.2 STABLE.xlsm
| SOOT BLOWING | DETONATION CLEANER |  |  |  | SSB ST 3918 | 2000137154 | Sbds17 Ethylene Fuel Filter | Delete | 17 FLR N WALL BTWN Q308 & Q307A | FILTR |  |  | ES-SHC-003-SB-DS-EQUP_0003 | 3 | SB | DS | EQUP_0003 | J206 |  |  |  | 2025-09-26 18:38 | Search Dashboard v1.2 STABLE.xlsm
| SOOT BLOWING | DETONATION CLEANER |  |  |  | SSB ST 3919 | 2000137155 | Sbds18 Ethylene Fuel Filter | Delete | 17 FLR N WALL BTWN Q308 & Q308B | FILTR |  |  | ES-SHC-003-SB-DS-EQUP_0003 | 3 | SB | DS | EQUP_0003 | J206 |  |  |  | 2025-09-26 18:38 | Search Dashboard v1.2 STABLE.xlsm
| SOOT BLOWING | ACOUSTIC CLEANER |  |  |  | SSB ST 3934 | 2000137157 | Sbas Air Filter | Delete | 5TH FL BOILER BUILDING NORTH | FILTR |  |  | ES-SHC-003-SB-AS-EQUP_0002 | 3 | SB | AS | EQUP_0002 | J206 |  |  |  | 2025-09-26 18:38 | Search Dashboard v1.2 STABLE.xlsm
| SOOT BLOWING | ACOUSTIC CLEANER |  |  |  | SSB ST 3935 | 2000137160 | Sbas Air Filter | Delete | 5TH FL BOILER BUILDING NORTH | FILTR |  |  | ES-SHC-003-SB-AS-EQUP_0002 | 3 | SB | AS | EQUP_0002 | J206 |  |  |  | 2025-09-26 18:38 | Search Dashboard v1.2 STABLE.xlsm
| SOOT BLOWING | DETONATION CLEANER |  |  |  | SSB SV 32127 | 2000137193 | Sbds-1 Ethylene Fuel Supply Cut Off | Delete | 15TH FL N306 30' WEST CONVECTIVE PASS, SOUTH WALL | VALVE |  |  | ES-SHC-003-SB-DS-EQUP_0002 | 3 | SB | DS | EQUP_0002 | J206 | 32127 |  |  | 2025-09-26 18:38 | Search Dashboard v1.2 STABLE.xlsm
| SOOT BLOWING | DETONATION CLEANER |  |  |  | SSB SV 32128 | 2000137195 | Sbds-1 Combustion Chamber Ethylene Fuel | Delete | 15TH FL N306 30' WEST CONVECTIVE PASS, SOUTH WALL | VALVE |  |  | ES-SHC-003-SB-DS-EQUP_0002 | 3 | SB | DS | EQUP_0002 | J206 | 32128 |  |  | 2025-09-26 18:38 | Search Dashboard v1.2 STABLE.xlsm
| SOOT BLOWING | DETONATION CLEANER |  |  |  | SSB SV 32129 | 2000137197 | Sbds-1 Combustion Chamber Ethylene Fuel | Delete | 15TH FL N306 30' WEST CONVECTIVE PASS, SOUTH WALL | VALVE |  |  | ES-SHC-003-SB-DS-EQUP_0002 | 3 | SB | DS | EQUP_0002 | J206 | 32129 |  |  | 2025-09-26 18:38 | Search Dashboard v1.2 STABLE.xlsm
| SOOT BLOWING | DETONATION CLEANER |  |  |  | SSB SV 32130 | 2000137500 | Sbds-1 Combustion Chamber Air Inlet | Delete | 15TH FL N306 30' WEST CONVECTIVE PASS, SOUTH WALL | VALVE |  |  | ES-SHC-003-SB-DS-EQUP_0002 | 3 | SB | DS | EQUP_0002 | J206 | 32130 |  |  | 2025-09-26 18:38 | Search Dashboard v1.2 STABLE.xlsm
| SOOT BLOWING | DETONATION CLEANER |  |  |  | SSB SV 32131 | 2000137501 | Sbds-2 Ethylene Fuel Supply Cut Off | Delete | 15TH FL N306 65' WEST CONVECTIVE PASS, SOUTH WALL | VALVE |  |  | ES-SHC-003-SB-DS-EQUP_0002 | 3 | SB | DS | EQUP_0002 | J206 | 32131 |  |  | 2025-09-26 18:38 | Search Dashboard v1.2 STABLE.xlsm
| SOOT BLOWING | DETONATION CLEANER |  |  |  | SSB SV 32132 | 2000137504 | Sbds-2 Combustion Chamber Ethylene Fuel | Delete | 15TH FL N306 65' WEST CONVECTIVE PASS, SOUTH WALL | VALVE |  |  | ES-SHC-003-SB-DS-EQUP_0002 | 3 | SB | DS | EQUP_0002 | J206 | 32132 |  |  | 2025-09-26 18:38 | Search Dashboard v1.2 STABLE.xlsm
| SOOT BLOWING | DETONATION CLEANER |  |  |  | SSB SV 32133 | 2000137506 | Sbds-2 Combustion Chamber Ethylene Fuel | Delete | 15TH FL N306 65' WEST CONVECTIVE PASS, SOUTH WALL | VALVE |  |  | ES-SHC-003-SB-DS-EQUP_0002 | 3 | SB | DS | EQUP_0002 | J206 | 32133 |  |  | 2025-09-26 18:38 | Search Dashboard v1.2 STABLE.xlsm
| SOOT BLOWING | DETONATION CLEANER |  |  |  | SSB SV 32134 | 2000137508 | Sbds-2 Combustion Chamber Air Inlet | Delete | 15TH FL N306 65' WEST CONVECTIVE PASS, SOUTH WALL | VALVE |  |  | ES-SHC-003-SB-DS-EQUP_0002 | 3 | SB | DS | EQUP_0002 | J206 | 32134 |  |  | 2025-09-26 18:38 | Search Dashboard v1.2 STABLE.xlsm
| SOOT BLOWING | DETONATION CLEANER |  |  |  | SSB SV 32135 | 2000137509 | Sbds-3 Ethylene Fuel Supply Cut Off | Delete | 15TH FL N310 30' EAST CONVECTIVE PASS, SOUTH WALL | VALVE |  |  | ES-SHC-003-SB-DS-EQUP_0002 | 3 | SB | DS | EQUP_0002 | J206 | 32135 |  |  | 2025-09-26 18:38 | Search Dashboard v1.2 STABLE.xlsm
| SOOT BLOWING | DETONATION CLEANER |  |  |  | SSB SV 32136 | 2000137511 | Sbds-3 Combustion Chamber Ethylene Fuel | Delete | 15TH FL N310 30' EAST CONVECTIVE PASS, SOUTH WALL | VALVE |  |  | ES-SHC-003-SB-DS-EQUP_0002 | 3 | SB | DS | EQUP_0002 | J206 | 32136 |  |  | 2025-09-26 18:38 | Search Dashboard v1.2 STABLE.xlsm
| SOOT BLOWING | DETONATION CLEANER |  |  |  | SSB SV 32137 | 2000137513 | Sbds-3 Combustion Chamber Ethylene Fuel | Delete | 15TH FL N310 30' EAST CONVECTIVE PASS, SOUTH WALL | VALVE |  |  | ES-SHC-003-SB-DS-EQUP_0002 | 3 | SB | DS | EQUP_0002 | J206 | 32137 |  |  | 2025-09-26 18:38 | Search Dashboard v1.2 STABLE.xlsm
| SOOT BLOWING | DETONATION CLEANER |  |  |  | SSB SV 32138 | 2000137515 | Sbds-3 Combustion Chamber Air Inlet | Delete | 15TH FL N310 30' EAST CONVECTIVE PASS, SOUTH WALL | VALVE |  |  | ES-SHC-003-SB-DS-EQUP_0002 | 3 | SB | DS | EQUP_0002 | J206 | 32138 |  |  | 2025-09-26 18:38 | Search Dashboard v1.2 STABLE.xlsm
| SOOT BLOWING | DETONATION CLEANER |  |  |  | SSB SV 32139 | 2000137517 | Sbds-4 Ethylene Fuel Supply Cut Off | Delete | 15TH FL 25' SW OF Q-306A CONVECTIVE PASS NORT WALL | VALVE |  |  | ES-SHC-003-SB-DS-EQUP_0002 | 3 | SB | DS | EQUP_0002 | J206 | 32139 |  |  | 2025-09-26 18:38 | Search Dashboard v1.2 STABLE.xlsm
| SOOT BLOWING | DETONATION CLEANER |  |  |  | SSB SV 32140 | 2000137519 | Sbds-4 Combustion Chamber Ethylene Fuel | Delete | 15TH FL 25' SW OF Q-306A CONVECTIVE PASS NORT WALL | VALVE |  |  | ES-SHC-003-SB-DS-EQUP_0002 | 3 | SB | DS | EQUP_0002 | J206 | 32140 |  |  | 2025-09-26 18:38 | Search Dashboard v1.2 STABLE.xlsm
| SOOT BLOWING | DETONATION CLEANER |  |  |  | SSB SV 32141 | 2000137521 | Sbds-4 Combustion Chamber Ethylene Fuel | Delete | 15TH FL 25' SW OF Q-306A CONVECTIVE PASS NORT WALL | VALVE |  |  | ES-SHC-003-SB-DS-EQUP_0002 | 3 | SB | DS | EQUP_0002 | J206 | 32141 |  |  | 2025-09-26 18:38 | Search Dashboard v1.2 STABLE.xlsm
| SOOT BLOWING | DETONATION CLEANER |  |  |  | SSB SV 32142 | 2000137523 | Sbds-4 Combustion Chamber Air Inlet | Delete | 15TH FL 25' SW OF Q-306A CONVECTIVE PASS NORT WALL | VALVE |  |  | ES-SHC-003-SB-DS-EQUP_0002 | 3 | SB | DS | EQUP_0002 | J206 | 32142 |  |  | 2025-09-26 18:38 | Search Dashboard v1.2 STABLE.xlsm
| SOOT BLOWING | DETONATION CLEANER |  |  |  | SSB SV 32143 | 2000137525 | Sbds-5 Ethylene Fuel Supply Cut Off | Delete | 15TH FL 15' SW OF Q-307A CONVECTIVE PASS NORT WALL | VALVE |  |  | ES-SHC-003-SB-DS-EQUP_0002 | 3 | SB | DS | EQUP_0002 | J206 | 32143 |  |  | 2025-09-26 18:38 | Search Dashboard v1.2 STABLE.xlsm
| SOOT BLOWING | DETONATION CLEANER |  |  |  | SSB SV 32144 | 2000137527 | Sbds-5 Combustion Chamber Ethylene Fuel | Delete | 15TH FL 15' SW OF Q-307A CONVECTIVE PASS NORT WALL | VALVE |  |  | ES-SHC-003-SB-DS-EQUP_0002 | 3 | SB | DS | EQUP_0002 | J206 | 32144 |  |  | 2025-09-26 18:38 | Search Dashboard v1.2 STABLE.xlsm
| SOOT BLOWING | DETONATION CLEANER |  |  |  | SSB SV 32145 | 2000137529 | Sbds-5 Combustion Chamber Ethylene Fuel | Delete | 15TH FL 15' SW OF Q-307A CONVECTIVE PASS NORT WALL | VALVE |  |  | ES-SHC-003-SB-DS-EQUP_0002 | 3 | SB | DS | EQUP_0002 | J206 | 32145 |  |  | 2025-09-26 18:38 | Search Dashboard v1.2 STABLE.xlsm
| SOOT BLOWING | DETONATION CLEANER |  |  |  | SSB SV 32146 | 2000137531 | Sbds-5 Combustion Chamber Air Inlet | Delete | 15TH FL 15' SW OF Q-307A CONVECTIVE PASS NORT WALL | VALVE |  |  | ES-SHC-003-SB-DS-EQUP_0002 | 3 | SB | DS | EQUP_0002 | J206 | 32146 |  |  | 2025-09-26 18:38 | Search Dashboard v1.2 STABLE.xlsm
| SOOT BLOWING | DETONATION CLEANER |  |  |  | SSB SV 32147 | 2000137533 | Sbds-6 Ethylene Fuel Supply Cut Off | Delete | 15TH FL 25' SE OF Q-308B CONVECTIVE PASS NORT WALL | VALVE |  |  | ES-SHC-003-SB-DS-EQUP_0002 | 3 | SB | DS | EQUP_0002 | J206 | 32147 |  |  | 2025-09-26 18:38 | Search Dashboard v1.2 STABLE.xlsm
| SOOT BLOWING | DETONATION CLEANER |  |  |  | SSB SV 32148 | 2000137535 | Sbds-6 Combustion Chamber Ethylene Fuel | Delete | 15TH FL 25' SE OF Q-308B CONVECTIVE PASS NORT WALL | VALVE |  |  | ES-SHC-003-SB-DS-EQUP_0002 | 3 | SB | DS | EQUP_0002 | J206 | 32148 |  |  | 2025-09-26 18:38 | Search Dashboard v1.2 STABLE.xlsm
| SOOT BLOWING | DETONATION CLEANER |  |  |  | SSB SV 32149 | 2000137537 | Sbds-6 Combustion Chamber Ethylene Fuel | Delete | 15TH FL 25' SE OF Q-308B CONVECTIVE PASS NORT WALL | VALVE |  |  | ES-SHC-003-SB-DS-EQUP_0002 | 3 | SB | DS | EQUP_0002 | J206 | 32149 |  |  | 2025-09-26 18:38 | Search Dashboard v1.2 STABLE.xlsm
| SOOT BLOWING | DETONATION CLEANER |  |  |  | SSB SV 32150 | 2000137539 | Sbds-6 Combustion Chamber Air Inlet | Delete | 15TH FL 25' SE OF Q-308B CONVECTIVE PASS NORT WALL | VALVE |  |  | ES-SHC-003-SB-DS-EQUP_0002 | 3 | SB | DS | EQUP_0002 | J206 | 32150 |  |  | 2025-09-26 18:38 | Search Dashboard v1.2 STABLE.xlsm
| SOOT BLOWING | DETONATION CLEANER |  |  |  | SSB SV 32151 | 2000137541 | Sbds-7 Ethylene Fuel Supply Cut Off | Delete | 16TH FL 30' W OF N-306 CONVECTIVE PASS SOUTH WALL | VALVE |  |  | ES-SHC-003-SB-DS-EQUP_0002 | 3 | SB | DS | EQUP_0002 | J206 | 32151 |  |  | 2025-09-26 18:38 | Search Dashboard v1.2 STABLE.xlsm
| SOOT BLOWING | DETONATION CLEANER |  |  |  | SSB SV 32152 | 2000137543 | Sbds-7 Combustion Chamber Ethylene Fuel | Delete | 16TH FL 30' W OF N-306 CONVECTIVE PASS SOUTH WALL | VALVE |  |  | ES-SHC-003-SB-DS-EQUP_0002 | 3 | SB | DS | EQUP_0002 | J206 | 32152 |  |  | 2025-09-26 18:38 | Search Dashboard v1.2 STABLE.xlsm
| SOOT BLOWING | DETONATION CLEANER |  |  |  | SSB SV 32153 | 2000137544 | Sbds-7 Combustion Chamber Ethylene Fuel | Delete | 16TH FL 30' W OF N-306 CONVECTIVE PASS SOUTH WALL | VALVE |  |  | ES-SHC-003-SB-DS-EQUP_0002 | 3 | SB | DS | EQUP_0002 | J206 | 32153 |  |  | 2025-09-26 18:38 | Search Dashboard v1.2 STABLE.xlsm
| SOOT BLOWING | DETONATION CLEANER |  |  |  | SSB SV 32154 | 2000137546 | Sbds-7 Combustion Chamber Air Inlet | Delete | 16TH FL 30' W OF N-306 CONVECTIVE PASS SOUTH WALL | VALVE |  |  | ES-SHC-003-SB-DS-EQUP_0002 | 3 | SB | DS | EQUP_0002 | J206 | 32154 |  |  | 2025-09-26 18:38 | Search Dashboard v1.2 STABLE.xlsm
| SOOT BLOWING | DETONATION CLEANER |  |  |  | SSB SV 32155 | 2000137548 | Sbds-8 Ethylene Fuel Supply Cut Off | Delete | 16TH FL 65' W OF N-306 CONVECTIVE PASS SOUTH WALL | VALVE |  |  | ES-SHC-003-SB-DS-EQUP_0002 | 3 | SB | DS | EQUP_0002 | J206 | 32155 |  |  | 2025-09-26 18:38 | Search Dashboard v1.2 STABLE.xlsm
| SOOT BLOWING | DETONATION CLEANER |  |  |  | SSB SV 32156 | 2000137550 | Sbds-8 Combustion Chamber Ethylene Fuel | Delete | 16TH FL 65' W OF N-306 CONVECTIVE PASS SOUTH WALL | VALVE |  |  | ES-SHC-003-SB-DS-EQUP_0002 | 3 | SB | DS | EQUP_0002 | J206 | 32156 |  |  | 2025-09-26 18:38 | Search Dashboard v1.2 STABLE.xlsm
| SOOT BLOWING | DETONATION CLEANER |  |  |  | SSB SV 32157 | 2000137552 | Sbds-8 Combustion Chamber Ethylene Fuel | Delete | 16TH FL 65' W OF N-306 CONVECTIVE PASS SOUTH WALL | VALVE |  |  | ES-SHC-003-SB-DS-EQUP_0002 | 3 | SB | DS | EQUP_0002 | J206 | 32157 |  |  | 2025-09-26 18:38 | Search Dashboard v1.2 STABLE.xlsm
| SOOT BLOWING | DETONATION CLEANER |  |  |  | SSB SV 32158 | 2000137554 | Sbds-8 Combustion Chamber Air Inlet | Delete | 16TH FL 65' W OF N-306 CONVECTIVE PASS SOUTH WALL | VALVE |  |  | ES-SHC-003-SB-DS-EQUP_0002 | 3 | SB | DS | EQUP_0002 | J206 | 32158 |  |  | 2025-09-26 18:38 | Search Dashboard v1.2 STABLE.xlsm
| SOOT BLOWING | DETONATION CLEANER |  |  |  | SSB SV 32159 | 2000137556 | Sbds-9 Ethylene Fuel Supply Cut Off | Delete | 16TH FL 30' E OF N-310 CONVECTIVE PASS SOUTH WALL | VALVE |  |  | ES-SHC-003-SB-DS-EQUP_0002 | 3 | SB | DS | EQUP_0002 | J206 | 32159 |  |  | 2025-09-26 18:38 | Search Dashboard v1.2 STABLE.xlsm
| SOOT BLOWING | DETONATION CLEANER |  |  |  | SSB SV 32160 | 2000137558 | Sbds-9 Combustion Chamber Ethylene Fuel | Delete | 16TH FL 30' E OF N-310 CONVECTIVE PASS SOUTH WALL | VALVE |  |  | ES-SHC-003-SB-DS-EQUP_0002 | 3 | SB | DS | EQUP_0002 | J206 | 32160 |  |  | 2025-09-26 18:38 | Search Dashboard v1.2 STABLE.xlsm
| SOOT BLOWING | DETONATION CLEANER |  |  |  | SSB SV 32161 | 2000137560 | Sbds-9 Combustion Chamber Ethylene Fuel | Delete | 16TH FL 30' E OF N-310 CONVECTIVE PASS SOUTH WALL | VALVE |  |  | ES-SHC-003-SB-DS-EQUP_0002 | 3 | SB | DS | EQUP_0002 | J206 | 32161 |  |  | 2025-09-26 18:38 | Search Dashboard v1.2 STABLE.xlsm
| SOOT BLOWING | DETONATION CLEANER |  |  |  | SSB SV 32162 | 2000137562 | Sbds-9 Combustion Chamber Air Inlet | Delete | 16TH FL 30' E OF N-310 CONVECTIVE PASS SOUTH WALL | VALVE |  |  | ES-SHC-003-SB-DS-EQUP_0002 | 3 | SB | DS | EQUP_0002 | J206 | 32162 |  |  | 2025-09-26 18:38 | Search Dashboard v1.2 STABLE.xlsm
| SOOT BLOWING | DETONATION CLEANER |  |  |  | SSB SV 32163 | 2000137564 | Sbds-10 Ethylene Fuel Supply Cut Off | Delete | 16TH FL 25' SW OF Q-306A CONVECTIVE PASS NORT WALL | VALVE |  |  | ES-SHC-003-SB-DS-EQUP_0002 | 3 | SB | DS | EQUP_0002 | J206 | 32163 |  |  | 2025-09-26 18:38 | Search Dashboard v1.2 STABLE.xlsm
| SOOT BLOWING | DETONATION CLEANER |  |  |  | SSB SV 32164 | 2000137566 | Sbds-10 Combustion Chambr Ethylene Fuel | Delete | 16TH FL 25' SW OF Q-306A CONVECTIVE PASS NORT WALL | VALVE |  |  | ES-SHC-003-SB-DS-EQUP_0002 | 3 | SB | DS | EQUP_0002 | J206 | 32164 |  |  | 2025-09-26 18:38 | Search Dashboard v1.2 STABLE.xlsm
| SOOT BLOWING | DETONATION CLEANER |  |  |  | SSB SV 32165 | 2000137568 | Sbds-10 Combustion Chambr Ethylene Fuel | Delete | 16TH FL 25' SW OF Q-306A CONVECTIVE PASS NORT WALL | VALVE |  |  | ES-SHC-003-SB-DS-EQUP_0002 | 3 | SB | DS | EQUP_0002 | J206 | 32165 |  |  | 2025-09-26 18:38 | Search Dashboard v1.2 STABLE.xlsm
| SOOT BLOWING | DETONATION CLEANER |  |  |  | SSB SV 32166 | 2000137570 | Sbds-10 Combustion Chambr Air Inlet | Delete | 16TH FL 25' SW OF Q-306A CONVECTIVE PASS NORT WALL | VALVE |  |  | ES-SHC-003-SB-DS-EQUP_0002 | 3 | SB | DS | EQUP_0002 | J206 | 32166 |  |  | 2025-09-26 18:38 | Search Dashboard v1.2 STABLE.xlsm
| SOOT BLOWING | DETONATION CLEANER |  |  |  | SSB SV 32167 | 2000137572 | Sbds-11 Ethylene Fuel Supply Cut Off | Delete | 16TH FL 30' SW OF Q-307A CONVECTIVE PASS NORT WALL | VALVE |  |  | ES-SHC-003-SB-DS-EQUP_0002 | 3 | SB | DS | EQUP_0002 | J206 | 32167 |  |  | 2025-09-26 18:38 | Search Dashboard v1.2 STABLE.xlsm
| SOOT BLOWING | DETONATION CLEANER |  |  |  | SSB SV 32168 | 2000137574 | Sbds-11 Combustion Chambr Ethylene Fuel | Delete | 16TH FL 30' SW OF Q-307A CONVECTIVE PASS NORT WALL | VALVE |  |  | ES-SHC-003-SB-DS-EQUP_0002 | 3 | SB | DS | EQUP_0002 | J206 | 32168 |  |  | 2025-09-26 18:38 | Search Dashboard v1.2 STABLE.xlsm
| SOOT BLOWING | DETONATION CLEANER |  |  |  | SSB SV 32169 | 2000137576 | Sbds-11 Combustion Chambr Ethylene Fuel | Delete | 16TH FL 30' SW OF Q-307A CONVECTIVE PASS NORT WALL | VALVE |  |  | ES-SHC-003-SB-DS-EQUP_0002 | 3 | SB | DS | EQUP_0002 | J206 | 32169 |  |  | 2025-09-26 18:38 | Search Dashboard v1.2 STABLE.xlsm
| SOOT BLOWING | DETONATION CLEANER |  |  |  | SSB SV 32170 | 2000137578 | Sbds-11 Combustion Chambr Air Inlet | Delete | 16TH FL 30' SW OF Q-307A CONVECTIVE PASS NORT WALL | VALVE |  |  | ES-SHC-003-SB-DS-EQUP_0002 | 3 | SB | DS | EQUP_0002 | J206 | 32170 |  |  | 2025-09-26 18:38 | Search Dashboard v1.2 STABLE.xlsm
| SOOT BLOWING | DETONATION CLEANER |  |  |  | SSB SV 32171 | 2000137580 | Sbds-12 Ethylene Fuel Supply Cut Off | Delete | 16TH FL 25' SE OF Q-308B CONVECTIVE PASS NORT WALL | VALVE |  |  | ES-SHC-003-SB-DS-EQUP_0002 | 3 | SB | DS | EQUP_0002 | J206 | 32171 |  |  | 2025-09-26 18:38 | Search Dashboard v1.2 STABLE.xlsm
| SOOT BLOWING | DETONATION CLEANER |  |  |  | SSB SV 32172 | 2000137582 | Sbds-12 Combustion Chambr Ethylene Fuel | Delete | 16TH FL 25' SE OF Q-308B CONVECTIVE PASS NORT WALL | VALVE |  |  | ES-SHC-003-SB-DS-EQUP_0002 | 3 | SB | DS | EQUP_0002 | J206 | 32172 |  |  | 2025-09-26 18:38 | Search Dashboard v1.2 STABLE.xlsm
| SOOT BLOWING | DETONATION CLEANER |  |  |  | SSB SV 32173 | 2000137584 | Sbds-12 Combustion Chambr Ethylene Fuel | Delete | 16TH FL 25' SE OF Q-308B CONVECTIVE PASS NORT WALL | VALVE |  |  | ES-SHC-003-SB-DS-EQUP_0002 | 3 | SB | DS | EQUP_0002 | J206 | 32173 |  |  | 2025-09-26 18:38 | Search Dashboard v1.2 STABLE.xlsm
| SOOT BLOWING | DETONATION CLEANER |  |  |  | SSB SV 32174 | 2000137586 | Sbds-12 Combustion Chambr Air Inlet | Delete | 16TH FL 25' SE OF Q-308B CONVECTIVE PASS NORT WALL | VALVE |  |  | ES-SHC-003-SB-DS-EQUP_0002 | 3 | SB | DS | EQUP_0002 | J206 | 32174 |  |  | 2025-09-26 18:38 | Search Dashboard v1.2 STABLE.xlsm
| SOOT BLOWING | DETONATION CLEANER |  |  |  | SSB SV 32175 | 2000137588 | Sbds-13 Ethylene Fuel Supply Cut Off | Delete | 17TH FL 30' W OF N306 CONVECTIVE PASS SOUTH WALL | VALVE |  |  | ES-SHC-003-SB-DS-EQUP_0002 | 3 | SB | DS | EQUP_0002 | J206 | 32175 |  |  | 2025-09-26 18:38 | Search Dashboard v1.2 STABLE.xlsm
| SOOT BLOWING | DETONATION CLEANER |  |  |  | SSB SV 32176 | 2000137590 | Sbds-13 Combustion Chambr Ethylene Fuel | Delete | 17TH FL 30' W OF N306 CONVECTIVE PASS SOUTH WALL | VALVE |  |  | ES-SHC-003-SB-DS-EQUP_0002 | 3 | SB | DS | EQUP_0002 | J206 | 32176 |  |  | 2025-09-26 18:38 | Search Dashboard v1.2 STABLE.xlsm
| SOOT BLOWING | DETONATION CLEANER |  |  |  | SSB SV 32177 | 2000137592 | Sbds-13 Combustion Chambr Ethylene Fuel | Delete | 17TH FL 30' W OF N306 CONVECTIVE PASS SOUTH WALL | VALVE |  |  | ES-SHC-003-SB-DS-EQUP_0002 | 3 | SB | DS | EQUP_0002 | J206 | 32177 |  |  | 2025-09-26 18:38 | Search Dashboard v1.2 STABLE.xlsm
| SOOT BLOWING | DETONATION CLEANER |  |  |  | SSB SV 32178 | 2000137594 | Sbds-13 Combustion Chambr Air Inlet | Delete | 17TH FL 30' W OF N306 CONVECTIVE PASS SOUTH WALL | VALVE |  |  | ES-SHC-003-SB-DS-EQUP_0002 | 3 | SB | DS | EQUP_0002 | J206 | 32178 |  |  | 2025-09-26 18:38 | Search Dashboard v1.2 STABLE.xlsm
| SOOT BLOWING | DETONATION CLEANER |  |  |  | SSB SV 32179 | 2000137596 | Sbds-14 Ethylene Fuel Supply Cut Off | Delete | 17TH FL 65' W OF N306 CONVECTIVE PASS SOUTH WALL | VALVE |  |  | ES-SHC-003-SB-DS-EQUP_0002 | 3 | SB | DS | EQUP_0002 | J206 | 32179 |  |  | 2025-09-26 18:38 | Search Dashboard v1.2 STABLE.xlsm
| SOOT BLOWING | DETONATION CLEANER |  |  |  | SSB SV 32180 | 2000137598 | Sbds-14 Combustion Chambr Ethylene Fuel | Delete | 17TH FL 65' W OF N306 CONVECTIVE PASS SOUTH WALL | VALVE |  |  | ES-SHC-003-SB-DS-EQUP_0002 | 3 | SB | DS | EQUP_0002 | J206 | 32180 |  |  | 2025-09-26 18:38 | Search Dashboard v1.2 STABLE.xlsm
| SOOT BLOWING | DETONATION CLEANER |  |  |  | SSB SV 32181 | 2000137700 | Sbds-14 Combustion Chambr Ethylene Fuel | Delete | 17TH FL 65' W OF N306 CONVECTIVE PASS SOUTH WALL | VALVE |  |  | ES-SHC-003-SB-DS-EQUP_0002 | 3 | SB | DS | EQUP_0002 | J206 | 32181 |  |  | 2025-09-26 18:38 | Search Dashboard v1.2 STABLE.xlsm
| SOOT BLOWING | DETONATION CLEANER |  |  |  | SSB SV 32182 | 2000137702 | Sbds-14 Combustion Chambr Air Inlet | Delete | 17TH FL 65' W OF N306 CONVECTIVE PASS SOUTH WALL | VALVE |  |  | ES-SHC-003-SB-DS-EQUP_0002 | 3 | SB | DS | EQUP_0002 | J206 | 32182 |  |  | 2025-09-26 18:38 | Search Dashboard v1.2 STABLE.xlsm
| SOOT BLOWING | DETONATION CLEANER |  |  |  | SSB SV 32183 | 2000137704 | Sbds-15 Ethylene Fuel Supply Cut Off | Delete | 17TH FL 30' E OF N310 CONVECTIVE PASS SOUTH WALL | VALVE |  |  | ES-SHC-003-SB-DS-EQUP_0002 | 3 | SB | DS | EQUP_0002 | J206 | 32183 |  |  | 2025-09-26 18:38 | Search Dashboard v1.2 STABLE.xlsm
| SOOT BLOWING | DETONATION CLEANER |  |  |  | SSB SV 32184 | 2000137706 | Sbds-15 Combustion Chambr Ethylene Fuel | Delete | 17TH FL 30' E OF N310 CONVECTIVE PASS SOUTH WALL | VALVE |  |  | ES-SHC-003-SB-DS-EQUP_0002 | 3 | SB | DS | EQUP_0002 | J206 | 32184 |  |  | 2025-09-26 18:38 | Search Dashboard v1.2 STABLE.xlsm
| SOOT BLOWING | DETONATION CLEANER |  |  |  | SSB SV 32185 | 2000137709 | Sbds-15 Combustion Chambr Ethylene Fuel | Delete | 17TH FL 30' E OF N310 CONVECTIVE PASS SOUTH WALL | VALVE |  |  | ES-SHC-003-SB-DS-EQUP_0002 | 3 | SB | DS | EQUP_0002 | J206 | 32185 |  |  | 2025-09-26 18:38 | Search Dashboard v1.2 STABLE.xlsm
| SOOT BLOWING | DETONATION CLEANER |  |  |  | SSB SV 32186 | 2000137711 | Sbds-15 Combustion Chambr Air Inlet | Delete | 17TH FL 30' E OF N310 CONVECTIVE PASS SOUTH WALL | VALVE |  |  | ES-SHC-003-SB-DS-EQUP_0002 | 3 | SB | DS | EQUP_0002 | J206 | 32186 |  |  | 2025-09-26 18:38 | Search Dashboard v1.2 STABLE.xlsm
| SOOT BLOWING | DETONATION CLEANER |  |  |  | SSB SV 32187 | 2000137713 | Sbds-16 Ethylene Fuel Supply Cut Off | Delete | 17TH FL 25' SW OF Q-306A CONVECTIVE PASS NORT WALL | VALVE |  |  | ES-SHC-003-SB-DS-EQUP_0002 | 3 | SB | DS | EQUP_0002 | J206 | 32187 |  |  | 2025-09-26 18:38 | Search Dashboard v1.2 STABLE.xlsm
| SOOT BLOWING | DETONATION CLEANER |  |  |  | SSB SV 32188 | 2000137715 | Sbds-16 Combustion Chambr Ethylene Fuel | Delete | 17TH FL 25' SW OF Q-306A CONVECTIVE PASS NORT WALL | VALVE |  |  | ES-SHC-003-SB-DS-EQUP_0002 | 3 | SB | DS | EQUP_0002 | J206 | 32188 |  |  | 2025-09-26 18:38 | Search Dashboard v1.2 STABLE.xlsm
| SOOT BLOWING | DETONATION CLEANER |  |  |  | SSB SV 32189 | 2000137717 | Sbds-16 Combustion Chambr Ethylene Fuel | Delete | 17TH FL 25' SW OF Q-306A CONVECTIVE PASS NORT WALL | VALVE |  |  | ES-SHC-003-SB-DS-EQUP_0002 | 3 | SB | DS | EQUP_0002 | J206 | 32189 |  |  | 2025-09-26 18:38 | Search Dashboard v1.2 STABLE.xlsm
| SOOT BLOWING | DETONATION CLEANER |  |  |  | SSB SV 32190 | 2000137719 | Sbds-16 Combustion Chambr Air Inlet | Delete | 17TH FL 25' SW OF Q-306A CONVECTIVE PASS NORT WALL | VALVE |  |  | ES-SHC-003-SB-DS-EQUP_0002 | 3 | SB | DS | EQUP_0002 | J206 | 32190 |  |  | 2025-09-26 18:38 | Search Dashboard v1.2 STABLE.xlsm
| SOOT BLOWING | DETONATION CLEANER |  |  |  | SSB SV 32191 | 2000137721 | Sbds-17 Ethylene Fuel Supply Cut Off | Delete | 17TH FL 30' SW OF Q-307A CONVECTIVE PASS NORT WALL | VALVE |  |  | ES-SHC-003-SB-DS-EQUP_0002 | 3 | SB | DS | EQUP_0002 | J206 | 32191 |  |  | 2025-09-26 18:38 | Search Dashboard v1.2 STABLE.xlsm
| SOOT BLOWING | DETONATION CLEANER |  |  |  | SSB SV 32192 | 2000137723 | Sbds-17 Combustion Chambr Ethylene Fuel | Delete | 17TH FL 30' SW OF Q-307A CONVECTIVE PASS NORT WALL | VALVE |  |  | ES-SHC-003-SB-DS-EQUP_0002 | 3 | SB | DS | EQUP_0002 | J206 | 32192 |  |  | 2025-09-26 18:38 | Search Dashboard v1.2 STABLE.xlsm
| SOOT BLOWING | DETONATION CLEANER |  |  |  | SSB SV 32193 | 2000137725 | Sbds-17 Combustion Chambr Ethylene Fuel | Delete | 17TH FL 30' SW OF Q-307A CONVECTIVE PASS NORT WALL | VALVE |  |  | ES-SHC-003-SB-DS-EQUP_0002 | 3 | SB | DS | EQUP_0002 | J206 | 32193 |  |  | 2025-09-26 18:38 | Search Dashboard v1.2 STABLE.xlsm
| SOOT BLOWING | DETONATION CLEANER |  |  |  | SSB SV 32194 | 2000137727 | Sbds-17 Combustion Chambr Air Inlet | Delete | 17TH FL 30' SW OF Q-307A CONVECTIVE PASS NORT WALL | VALVE |  |  | ES-SHC-003-SB-DS-EQUP_0002 | 3 | SB | DS | EQUP_0002 | J206 | 32194 |  |  | 2025-09-26 18:38 | Search Dashboard v1.2 STABLE.xlsm
| SOOT BLOWING | DETONATION CLEANER |  |  |  | SSB SV 32195 | 2000137729 | Sbds-18 Ethylene Fuel Supply Cut Off | Delete | 17TH FL 30' SW OF Q-307A CONVECTIVE PASS NORT WALL | VALVE |  |  | ES-SHC-003-SB-DS-EQUP_0002 | 3 | SB | DS | EQUP_0002 | J206 | 32195 |  |  | 2025-09-26 18:38 | Search Dashboard v1.2 STABLE.xlsm
| SOOT BLOWING | DETONATION CLEANER |  |  |  | SSB SV 32196 | 2000137731 | Sbds-18 Combustion Chambr Ethylene Fuel | Delete | 17TH FL 30' SW OF Q-307A CONVECTIVE PASS NORT WALL | VALVE |  |  | ES-SHC-003-SB-DS-EQUP_0002 | 3 | SB | DS | EQUP_0002 | J206 | 32196 |  |  | 2025-09-26 18:38 | Search Dashboard v1.2 STABLE.xlsm
| SOOT BLOWING | DETONATION CLEANER |  |  |  | SSB SV 32197 | 2000137733 | Sbds-18 Combustion Chambr Ethylene Fuel | Delete | 17TH FL 30' SW OF Q-307A CONVECTIVE PASS NORT WALL | VALVE |  |  | ES-SHC-003-SB-DS-EQUP_0002 | 3 | SB | DS | EQUP_0002 | J206 | 32197 |  |  | 2025-09-26 18:38 | Search Dashboard v1.2 STABLE.xlsm
| SOOT BLOWING | DETONATION CLEANER |  |  |  | SSB SV 32198 | 2000137735 | Sbds-18 Combustion Chambr Air Inlet | Delete | 17TH FL 30' SW OF Q-307A CONVECTIVE PASS NORT WALL | VALVE |  |  | ES-SHC-003-SB-DS-EQUP_0002 | 3 | SB | DS | EQUP_0002 | J206 | 32198 |  |  | 2025-09-26 18:38 | Search Dashboard v1.2 STABLE.xlsm
| SOOT BLOWING | ACOUSTIC CLEANER |  |  |  | SSB SV 32199 | 2000137737 | Sbas Solenoid Valve Air Supply Lwr Sb | Delete | 5TH FL BOILER BUILDING NORTH | VALVE |  |  | ES-SHC-003-SB-AS-EQUP_0002 | 3 | SB | AS | EQUP_0002 | J206 | 32199 |  |  | 2025-09-26 18:38 | Search Dashboard v1.2 STABLE.xlsm
| SOOT BLOWING | DETONATION CLEANER |  |  |  | SSB SV 32200 | 2000137739 | Backpass Acoustic Sb Fuelsply Emergency Sh | Delete | 3-1/2 FLOOR, WEST SIDE BOILER | SOLND |  |  | ES-SHC-003-SB-DS-EQUP_0002 | 3 | SB | DS | EQUP_0002 | J206 |  |  |  | 2025-09-26 18:38 | Search Dashboard v1.2 STABLE.xlsm
| SOOT BLOWING | DETONATION CLEANER |  |  |  | SSB SV 32201 | 2000137741 | Backpass Acoustic Sb Fuelsply Emergency Sh | Delete | BULK STORAGE | SOLND |  |  | ES-SHC-003-SB-DS-EQUP_0002 | 3 | SB | DS | EQUP_0002 | J206 |  |  |  | 2025-09-26 18:38 | Search Dashboard v1.2 STABLE.xlsm
| SOOT BLOWING | ACOUSTIC CLEANER |  |  |  | SSB SV 32202 | 2000137743 | Sbas Solenoid Valve Air Supply Upr Sb | Delete | 5TH FL BOILER BUILDING NORTH | VALVE |  |  | ES-SHC-003-SB-AS-EQUP_0002 | 3 | SB | AS | EQUP_0002 | J206 | 32202 |  |  | 2025-09-26 18:38 | Search Dashboard v1.2 STABLE.xlsm
| SOOT BLOWING | DETONATION CLEANER |  |  |  | SSB SV 32217 | 2000137745 | U3 Backpass Det Sootblowers Ethylene Pipng | Delete | 15TH FLOOR, WEST SIDE BOILER | SOLND |  |  | ES-SHC-003-SB-DS-EQUP_0002 | 3 | SB | DS | EQUP_0002 | J206 |  |  |  | 2025-09-26 18:38 | Search Dashboard v1.2 STABLE.xlsm
| SOOT BLOWING | DETONATION CLEANER |  |  |  | SSB VC 34016 | 2000138744 | Sbds1 Cooler | Delete | 15TH FL SOUTH WALL OF CONV PASS - EAST SIDE | COOLR |  |  | ES-SHC-003-SB-DS-EQUP_0001 | 3 | SB | DS | EQUP_0001 | J206 |  |  |  | 2025-09-26 18:38 | Search Dashboard v1.2 STABLE.xlsm
| SOOT BLOWING | DETONATION CLEANER |  |  |  | SSB VC 34017 | 2000138746 | Sbds2 Cooler | Delete | 15TH FL SOUTH WALL OF CONV PASS - CENTER SIDE | COOLR |  |  | ES-SHC-003-SB-DS-EQUP_0001 | 3 | SB | DS | EQUP_0001 | J206 |  |  |  | 2025-09-26 18:38 | Search Dashboard v1.2 STABLE.xlsm
| SOOT BLOWING | DETONATION CLEANER |  |  |  | SSB VC 34018 | 2000138748 | Sbds3 Cooler | Delete | 15TH FL SOUTH WALL OF CONV PASS - WEST SIDE | COOLR |  |  | ES-SHC-003-SB-DS-EQUP_0001 | 3 | SB | DS | EQUP_0001 | J206 |  |  |  | 2025-09-26 18:38 | Search Dashboard v1.2 STABLE.xlsm
| SOOT BLOWING | DETONATION CLEANER |  |  |  | SSB VC 34019 | 2000138750 | Sbds4 Cooler | Delete | 15TH FL NORTH WALL OF CONV PASS - EAST SIDE | COOLR |  |  | ES-SHC-003-SB-DS-EQUP_0001 | 3 | SB | DS | EQUP_0001 | J206 |  |  |  | 2025-09-26 18:38 | Search Dashboard v1.2 STABLE.xlsm
| SOOT BLOWING | DETONATION CLEANER |  |  |  | SSB VC 34020 | 2000138752 | Sbds5 Cooler | Delete | 15TH FL NORTH WALL OF CONV PASS - CENTER SIDE | COOLR |  |  | ES-SHC-003-SB-DS-EQUP_0001 | 3 | SB | DS | EQUP_0001 | J206 |  |  |  | 2025-09-26 18:38 | Search Dashboard v1.2 STABLE.xlsm
| SOOT BLOWING | DETONATION CLEANER |  |  |  | SSB VC 34021 | 2000138754 | Sbds6 Cooler | Delete | 15TH FL NORTH WALL OF CONV PASS - WEST SIDE | COOLR |  |  | ES-SHC-003-SB-DS-EQUP_0001 | 3 | SB | DS | EQUP_0001 | J206 |  |  |  | 2025-09-26 18:38 | Search Dashboard v1.2 STABLE.xlsm
| SOOT BLOWING | DETONATION CLEANER |  |  |  | SSB VC 34022 | 2000138756 | Sbds7 Cooler | Delete | 16TH FL SOUTH WALL OF CONV PASS - EAST SIDE | COOLR |  |  | ES-SHC-003-SB-DS-EQUP_0001 | 3 | SB | DS | EQUP_0001 | J206 |  |  |  | 2025-09-26 18:38 | Search Dashboard v1.2 STABLE.xlsm
| SOOT BLOWING | DETONATION CLEANER |  |  |  | SSB VC 34023 | 2000138758 | Sbds8 Cooler | Delete | 16TH FL SOUTH WALL OF CONV PASS - CENTER SIDE | COOLR |  |  | ES-SHC-003-SB-DS-EQUP_0001 | 3 | SB | DS | EQUP_0001 | J206 |  |  |  | 2025-09-26 18:38 | Search Dashboard v1.2 STABLE.xlsm
| SOOT BLOWING | DETONATION CLEANER |  |  |  | SSB VC 34024 | 2000138760 | Sbds9 Cooler | Delete | 16TH FL SOUTH WALL OF CONV PASS - WEST SIDE | COOLR |  |  | ES-SHC-003-SB-DS-EQUP_0001 | 3 | SB | DS | EQUP_0001 | J206 |  |  |  | 2025-09-26 18:38 | Search Dashboard v1.2 STABLE.xlsm
| SOOT BLOWING | DETONATION CLEANER |  |  |  | SSB VC 34025 | 2000138762 | Sbds10 Cooler | Delete | 16TH FL NORTH WALL OF CONV PASS - EAST SIDE | COOLR |  |  | ES-SHC-003-SB-DS-EQUP_0001 | 3 | SB | DS | EQUP_0001 | J206 |  |  |  | 2025-09-26 18:38 | Search Dashboard v1.2 STABLE.xlsm
| SOOT BLOWING | DETONATION CLEANER |  |  |  | SSB VC 34026 | 2000138764 | Sbds11 Cooler | Delete | 16TH FL NORTH WALL OF CONV PASS - CENTER SIDE | COOLR |  |  | ES-SHC-003-SB-DS-EQUP_0001 | 3 | SB | DS | EQUP_0001 | J206 |  |  |  | 2025-09-26 18:38 | Search Dashboard v1.2 STABLE.xlsm
| SOOT BLOWING | DETONATION CLEANER |  |  |  | SSB VC 34027 | 2000138766 | Sbds12 Cooler | Delete | 16TH FL NORTH WALL OF CONV PASS - WEST SIDE | COOLR |  |  | ES-SHC-003-SB-DS-EQUP_0001 | 3 | SB | DS | EQUP_0001 | J206 |  |  |  | 2025-09-26 18:38 | Search Dashboard v1.2 STABLE.xlsm
| SOOT BLOWING | DETONATION CLEANER |  |  |  | SSB VC 34028 | 2000138768 | Sbds13 Cooler | Delete | 17TH FL SOUTH WALL OF CONV PASS - EAST SIDE | COOLR |  |  | ES-SHC-003-SB-DS-EQUP_0001 | 3 | SB | DS | EQUP_0001 | J206 |  |  |  | 2025-09-26 18:38 | Search Dashboard v1.2 STABLE.xlsm
| SOOT BLOWING | DETONATION CLEANER |  |  |  | SSB VC 34029 | 2000138770 | Sbds14 Cooler | Delete | 17TH FL SOUTH WALL OF CONV PASS - CENTER SIDE | COOLR |  |  | ES-SHC-003-SB-DS-EQUP_0001 | 3 | SB | DS | EQUP_0001 | J206 |  |  |  | 2025-09-26 18:38 | Search Dashboard v1.2 STABLE.xlsm
| SOOT BLOWING | DETONATION CLEANER |  |  |  | SSB VC 34030 | 2000138772 | Sbds15 Cooler | Delete | 17TH FL SOUTH WALL OF CONV PASS - WEST SIDE | COOLR |  |  | ES-SHC-003-SB-DS-EQUP_0001 | 3 | SB | DS | EQUP_0001 | J206 |  |  |  | 2025-09-26 18:38 | Search Dashboard v1.2 STABLE.xlsm
| SOOT BLOWING | DETONATION CLEANER |  |  |  | SSB VC 34031 | 2000138774 | Sbds16 Cooler | Delete | 17TH FL NORTH WALL OF CONV PASS - EAST SIDE | COOLR |  |  | ES-SHC-003-SB-DS-EQUP_0001 | 3 | SB | DS | EQUP_0001 | J206 |  |  |  | 2025-09-26 18:38 | Search Dashboard v1.2 STABLE.xlsm
| SOOT BLOWING | DETONATION CLEANER |  |  |  | SSB VC 34032 | 2000138776 | Sbds17 Cooler | Delete | 17TH FL NORTH WALL OF CONV PASS - CENTER SIDE | COOLR |  |  | ES-SHC-003-SB-DS-EQUP_0001 | 3 | SB | DS | EQUP_0001 | J206 |  |  |  | 2025-09-26 18:38 | Search Dashboard v1.2 STABLE.xlsm
| SOOT BLOWING | DETONATION CLEANER |  |  |  | SSB VC 34033 | 2000138778 | Sbds18 Cooler | Delete | 17TH FL NORTH WALL OF CONV PASS - WEST SIDE | COOLR |  |  | ES-SHC-003-SB-DS-EQUP_0001 | 3 | SB | DS | EQUP_0001 | J206 |  |  |  | 2025-09-26 18:38 | Search Dashboard v1.2 STABLE.xlsm
| SOOT BLOWING | DETONATION CLEANER |  |  |  | SSB XV 34000 | 2000138781 | Sbds7 Ethylene Check Valve | Delete | 16TH FL SOUTH WALL OF CONV PASS - EAST SIDE | MISC |  |  | ES-SHC-003-SB-DS-EQUP_0003 | 3 | SB | DS | EQUP_0003 | J206 |  |  |  | 2025-09-26 18:38 | Search Dashboard v1.2 STABLE.xlsm
| SOOT BLOWING | DETONATION CLEANER |  |  |  | SSB XV 34001 | 2000138783 | Sbds8 Ethylene Check Valve | Delete | 16TH FL SOUTH WALL OF CONV PASS - CENTER SIDE | MISC |  |  | ES-SHC-003-SB-DS-EQUP_0003 | 3 | SB | DS | EQUP_0003 | J206 |  |  |  | 2025-09-26 18:38 | Search Dashboard v1.2 STABLE.xlsm
| SOOT BLOWING | DETONATION CLEANER |  |  |  | SSB XV 34002 | 2000138785 | Sbds9 Ethylene Check Valve | Delete | 16TH FL SOUTH WALL OF CONV PASS - WEST SIDE | MISC |  |  | ES-SHC-003-SB-DS-EQUP_0003 | 3 | SB | DS | EQUP_0003 | J206 |  |  |  | 2025-09-26 18:38 | Search Dashboard v1.2 STABLE.xlsm
| SOOT BLOWING | DETONATION CLEANER |  |  |  | SSB XV 34003 | 2000138787 | Sbds10 Ethylene Check Valve | Delete | 16TH FL NORTH WALL OF CONV PASS - EAST SIDE | MISC |  |  | ES-SHC-003-SB-DS-EQUP_0003 | 3 | SB | DS | EQUP_0003 | J206 |  |  |  | 2025-09-26 18:38 | Search Dashboard v1.2 STABLE.xlsm
| SOOT BLOWING | DETONATION CLEANER |  |  |  | SSB XV 34004 | 2000138789 | Sbds11 Ethylene Check Valve | Delete | 16TH FL NORTH WALL OF CONV PASS - CENTER SIDE | MISC |  |  | ES-SHC-003-SB-DS-EQUP_0003 | 3 | SB | DS | EQUP_0003 | J206 |  |  |  | 2025-09-26 18:38 | Search Dashboard v1.2 STABLE.xlsm
| SOOT BLOWING | DETONATION CLEANER |  |  |  | SSB XV 34005 | 2000138792 | Sbds12 Ethylene Check Valve | Delete | 16TH FL NORTH WALL OF CONV PASS - WEST SIDE | MISC |  |  | ES-SHC-003-SB-DS-EQUP_0003 | 3 | SB | DS | EQUP_0003 | J206 |  |  |  | 2025-09-26 18:38 | Search Dashboard v1.2 STABLE.xlsm
| SOOT BLOWING | DETONATION CLEANER |  |  |  | SSB XV 34006 | 2000138794 | Sbds13 Ethylene Check Valve | Delete | 17TH FL SOUTH WALL OF CONV PASS - EAST SIDE | MISC |  |  | ES-SHC-003-SB-DS-EQUP_0003 | 3 | SB | DS | EQUP_0003 | J206 |  |  |  | 2025-09-26 18:38 | Search Dashboard v1.2 STABLE.xlsm
| SOOT BLOWING | DETONATION CLEANER |  |  |  | SSB XV 34007 | 2000138796 | Sbds14 Ethylene Check Valve | Delete | 17TH FL SOUTH WALL OF CONV PASS - CENTER SIDE | MISC |  |  | ES-SHC-003-SB-DS-EQUP_0003 | 3 | SB | DS | EQUP_0003 | J206 |  |  |  | 2025-09-26 18:38 | Search Dashboard v1.2 STABLE.xlsm
| SOOT BLOWING | DETONATION CLEANER |  |  |  | SSB XV 34008 | 2000138798 | Sbds15 Ethylene Check Valve | Delete | 17TH FL SOUTH WALL OF CONV PASS - WEST SIDE | MISC |  |  | ES-SHC-003-SB-DS-EQUP_0003 | 3 | SB | DS | EQUP_0003 | J206 |  |  |  | 2025-09-26 18:38 | Search Dashboard v1.2 STABLE.xlsm
| SOOT BLOWING | DETONATION CLEANER |  |  |  | SSB XV 34009 | 2000138900 | Sbds16 Ethylene Check Valve | Delete | 17TH FL NORTH WALL OF CONV PASS - EAST SIDE | MISC |  |  | ES-SHC-003-SB-DS-EQUP_0003 | 3 | SB | DS | EQUP_0003 | J206 |  |  |  | 2025-09-26 18:38 | Search Dashboard v1.2 STABLE.xlsm
| SOOT BLOWING | DETONATION CLEANER |  |  |  | SSB XV 34010 | 2000138902 | Sbds17 Ethylene Check Valve | Delete | 17TH FL NORTH WALL OF CONV PASS - CENTER SIDE | MISC |  |  | ES-SHC-003-SB-DS-EQUP_0003 | 3 | SB | DS | EQUP_0003 | J206 |  |  |  | 2025-09-26 18:38 | Search Dashboard v1.2 STABLE.xlsm
| SOOT BLOWING | DETONATION CLEANER |  |  |  | SSB XV 34011 | 2000138904 | Sbds18 Ethylene Check Valve | Delete | 17TH FL NORTH WALL OF CONV PASS - WEST SIDE | MISC |  |  | ES-SHC-003-SB-DS-EQUP_0003 | 3 | SB | DS | EQUP_0003 | J206 |  |  |  | 2025-09-26 18:38 | Search Dashboard v1.2 STABLE.xlsm
| SOOT BLOWING | DETONATION CLEANER |  |  |  | SSB XV 34014 | 2000138906 | Ethylene Check Valve | Delete | SKID | MISC |  |  | ES-SHC-003-SB-DS-EQUP_0003 | 3 | SB | DS | EQUP_0003 | J206 |  |  |  | 2025-09-26 18:38 | Search Dashboard v1.2 STABLE.xlsm
| SOOT BLOWING | DETONATION CLEANER |  |  |  | SSB XV 34015 | 2000138908 | Ethylene Check Valve | Delete | SKID | MISC |  |  | ES-SHC-003-SB-DS-EQUP_0003 | 3 | SB | DS | EQUP_0003 | J206 |  |  |  | 2025-09-26 18:38 | Search Dashboard v1.2 STABLE.xlsm
| SOOT BLOWING | DETONATION CLEANER |  |  |  | SSB XV 3770 | 2000138912 | Sbds1 Ethylene Check Valve | Delete | 15 FLR S WALL OF CONV PASS - EAST SIDE | VALVE |  |  | ES-SHC-003-SB-DS-EQUP_0003 | 3 | SB | DS | EQUP_0003 | J206 | 3770 |  |  | 2025-09-26 18:38 | Search Dashboard v1.2 STABLE.xlsm
| SOOT BLOWING | DETONATION CLEANER |  |  |  | SSB XV 3774 | 2000138914 | Sbds2 Ethylene Check Valve | Delete | 15 FLR S WALL OF CONV PASS - CENTER SIDE | VALVE |  |  | ES-SHC-003-SB-DS-EQUP_0003 | 3 | SB | DS | EQUP_0003 | J206 | 3774 |  |  | 2025-09-26 18:38 | Search Dashboard v1.2 STABLE.xlsm
| SOOT BLOWING | DETONATION CLEANER |  |  |  | SSB XV 3778 | 2000138916 | Sbds3 Ethylene Check Valve | Delete | 15 FLR S WALL OF CONV PASS - WEST SIDE | VALVE |  |  | ES-SHC-003-SB-DS-EQUP_0003 | 3 | SB | DS | EQUP_0003 | J206 | 3778 |  |  | 2025-09-26 18:38 | Search Dashboard v1.2 STABLE.xlsm
| SOOT BLOWING | DETONATION CLEANER |  |  |  | SSB XV 3782 | 2000138918 | Sbds4 Ethylene Check Valve | Delete | 15 FLR N WALL BTWN Q306A & Q307A | VALVE |  |  | ES-SHC-003-SB-DS-EQUP_0003 | 3 | SB | DS | EQUP_0003 | J206 | 3782 |  |  | 2025-09-26 18:38 | Search Dashboard v1.2 STABLE.xlsm
| SOOT BLOWING | DETONATION CLEANER |  |  |  | SSB XV 3786 | 2000138921 | Sbds5 Ethylene Check Valve | Delete | 15 FLR N WALL BTWN Q308 & Q307A | VALVE |  |  | ES-SHC-003-SB-DS-EQUP_0003 | 3 | SB | DS | EQUP_0003 | J206 | 3786 |  |  | 2025-09-26 18:38 | Search Dashboard v1.2 STABLE.xlsm
| SOOT BLOWING | DETONATION CLEANER |  |  |  | SSB XV 3792 | 2000138923 | Sbds6 Ethylene Check Valve | Delete | 15 FLR N WALL BTWN Q308 & Q308B | VALVE |  |  | ES-SHC-003-SB-DS-EQUP_0003 | 3 | SB | DS | EQUP_0003 | J206 | 3792 |  |  | 2025-09-26 18:38 | Search Dashboard v1.2 STABLE.xlsm
| SOOT BLOWING | DETONATION CLEANER |  |  |  | SSB XV 3796 | 2000138925 | Sbds7 Ethylene Check Valve | Delete | 16 FLR S WALL OF CONV PASS - EAST SIDE | VALVE |  |  | ES-SHC-003-SB-DS-EQUP_0003 | 3 | SB | DS | EQUP_0003 | J206 | 3796 |  |  | 2025-09-26 18:38 | Search Dashboard v1.2 STABLE.xlsm
| SOOT BLOWING | DETONATION CLEANER |  |  |  | SSB XV 3800 | 2000138927 | Sbds8 Ethylene Check Valve | Delete | 16 FLR S WALL OF CONV PASS - CENTER SIDE | VALVE |  |  | ES-SHC-003-SB-DS-EQUP_0003 | 3 | SB | DS | EQUP_0003 | J206 | 3800 |  |  | 2025-09-26 18:38 | Search Dashboard v1.2 STABLE.xlsm
| SOOT BLOWING | DETONATION CLEANER |  |  |  | SSB XV 3805 | 2000138929 | Sbds9 Ethylene Check Valve | Delete | 16 FLR S WALL OF CONV PASS - WEST SIDE | VALVE |  |  | ES-SHC-003-SB-DS-EQUP_0003 | 3 | SB | DS | EQUP_0003 | J206 | 3805 |  |  | 2025-09-26 18:38 | Search Dashboard v1.2 STABLE.xlsm
| SOOT BLOWING | DETONATION CLEANER |  |  |  | SSB XV 3809 | 2000138931 | Sbds10 Ethylene Check Valve | Delete | 16 FLR N WALL BTWN Q306A & Q307A | VALVE |  |  | ES-SHC-003-SB-DS-EQUP_0003 | 3 | SB | DS | EQUP_0003 | J206 | 3809 |  |  | 2025-09-26 18:38 | Search Dashboard v1.2 STABLE.xlsm
| SOOT BLOWING | DETONATION CLEANER |  |  |  | SSB XV 3813 | 2000138933 | Sbds11 Ethylene Check Valve | Delete | 16 FLR N WALL BTWN Q308 & Q307A | VALVE |  |  | ES-SHC-003-SB-DS-EQUP_0003 | 3 | SB | DS | EQUP_0003 | J206 | 3813 |  |  | 2025-09-26 18:38 | Search Dashboard v1.2 STABLE.xlsm
| SOOT BLOWING | DETONATION CLEANER |  |  |  | SSB XV 3817 | 2000138935 | Sbds12 Ethylene Check Valve | Delete | 16 FLR N WALL BTWN Q308 & Q308B | VALVE |  |  | ES-SHC-003-SB-DS-EQUP_0003 | 3 | SB | DS | EQUP_0003 | J206 | 3817 |  |  | 2025-09-26 18:38 | Search Dashboard v1.2 STABLE.xlsm
| SOOT BLOWING | DETONATION CLEANER |  |  |  | SSB XV 3822 | 2000138937 | Sbds13 Ethylene Check Valve | Delete | 17 FLR S WALL OF CONV PASS - EAST SIDE | VALVE |  |  | ES-SHC-003-SB-DS-EQUP_0003 | 3 | SB | DS | EQUP_0003 | J206 | 3822 |  |  | 2025-09-26 18:38 | Search Dashboard v1.2 STABLE.xlsm
| SOOT BLOWING | DETONATION CLEANER |  |  |  | SSB XV 3826 | 2000138939 | Sbds14 Ethylene Check Valve | Delete | 17 FLR S WALL OF CONV PASS - CENTER SIDE | VALVE |  |  | ES-SHC-003-SB-DS-EQUP_0003 | 3 | SB | DS | EQUP_0003 | J206 | 3826 |  |  | 2025-09-26 18:38 | Search Dashboard v1.2 STABLE.xlsm
| SOOT BLOWING | DETONATION CLEANER |  |  |  | SSB XV 3830 | 2000138941 | Sbds15 Ethylene Check Valve | Delete | 17 FLR S WALL OF CONV PASS - WEST SIDE | VALVE |  |  | ES-SHC-003-SB-DS-EQUP_0003 | 3 | SB | DS | EQUP_0003 | J206 | 3830 |  |  | 2025-09-26 18:38 | Search Dashboard v1.2 STABLE.xlsm
| SOOT BLOWING | DETONATION CLEANER |  |  |  | SSB XV 3834 | 2000138943 | Sbds16 Ethylene Check Valve | Delete | 17 FLR N WALL BTWN Q306A & Q307A | VALVE |  |  | ES-SHC-003-SB-DS-EQUP_0003 | 3 | SB | DS | EQUP_0003 | J206 | 3834 |  |  | 2025-09-26 18:38 | Search Dashboard v1.2 STABLE.xlsm
| SOOT BLOWING | DETONATION CLEANER |  |  |  | SSB XV 3838 | 2000138946 | Sbds17 Ethylene Check Valve | Delete | 17 FLR N WALL BTWN Q308 & Q307A | VALVE |  |  | ES-SHC-003-SB-DS-EQUP_0003 | 3 | SB | DS | EQUP_0003 | J206 | 3838 |  |  | 2025-09-26 18:38 | Search Dashboard v1.2 STABLE.xlsm
| SOOT BLOWING | DETONATION CLEANER |  |  |  | SSB XV 3842 | 2000138948 | Sbds18 Ethylene Check Valve | Delete | 17 FLR N WALL BTWN Q308 & Q308B | VALVE |  |  | ES-SHC-003-SB-DS-EQUP_0003 | 3 | SB | DS | EQUP_0003 | J206 | 3842 |  |  | 2025-09-26 18:38 | Search Dashboard v1.2 STABLE.xlsm
| SOOT BLOWING | DETONATION CLEANER |  |  |  | SSB XV 3994 | 2000138950 | Sbds1 Ethylene Check Valve | Delete | 15TH FL SOUTH WALL OF CONV PASS - EAST SIDE | MISC |  |  | ES-SHC-003-SB-DS-EQUP_0003 | 3 | SB | DS | EQUP_0003 | J206 |  |  |  | 2025-09-26 18:38 | Search Dashboard v1.2 STABLE.xlsm
| SOOT BLOWING | DETONATION CLEANER |  |  |  | SSB XV 3995 | 2000138952 | Sbds2 Ethylene Check Valve | Delete | 15TH FL SOUTH WALL OF CONV PASS - CENTER SIDE | MISC |  |  | ES-SHC-003-SB-DS-EQUP_0003 | 3 | SB | DS | EQUP_0003 | J206 |  |  |  | 2025-09-26 18:38 | Search Dashboard v1.2 STABLE.xlsm
| SOOT BLOWING | DETONATION CLEANER |  |  |  | SSB XV 3996 | 2000138954 | Sbds3 Ethylene Check Valve | Delete | 15TH FL SOUTH WALL OF CONV PASS - WEST SIDE | MISC |  |  | ES-SHC-003-SB-DS-EQUP_0003 | 3 | SB | DS | EQUP_0003 | J206 |  |  |  | 2025-09-26 18:38 | Search Dashboard v1.2 STABLE.xlsm
| SOOT BLOWING | DETONATION CLEANER |  |  |  | SSB XV 3997 | 2000138956 | Sbds4 Ethylene Check Valve | Delete | 15TH FL NORTH WALL OF CONV PASS - EAST SIDE | MISC |  |  | ES-SHC-003-SB-DS-EQUP_0003 | 3 | SB | DS | EQUP_0003 | J206 |  |  |  | 2025-09-26 18:38 | Search Dashboard v1.2 STABLE.xlsm
| SOOT BLOWING | DETONATION CLEANER |  |  |  | SSB XV 3998 | 2000138958 | Sbds5 Ethylene Check Valve | Delete | 15TH FL NORTH WALL OF CONV PASS - CENTER SIDE | MISC |  |  | ES-SHC-003-SB-DS-EQUP_0003 | 3 | SB | DS | EQUP_0003 | J206 |  |  |  | 2025-09-26 18:38 | Search Dashboard v1.2 STABLE.xlsm
| SOOT BLOWING | DETONATION CLEANER |  |  |  | SSB XV 3999 | 2000138960 | Sbds6 Ethylene Check Valve | Delete | 15TH FL NORTH WALL OF CONV PASS - WEST SIDE | MISC |  |  | ES-SHC-003-SB-DS-EQUP_0003 | 3 | SB | DS | EQUP_0003 | J206 |  |  |  | 2025-09-26 18:38 | Search Dashboard v1.2 STABLE.xlsm
| SOOT BLOWING | ACOUSTIC CLEANER |  |  |  | (SSB) 1 SBAS | 2000163487 | 1 Acoustic Sootblower Horn | Delete | 5 FLR S308B | MISC |  | NA | ES-SHC-003-SB-AS-EQUP_0001 | 3 | SB | AS | EQUP_0001 | J206 |  |  |  | 2025-09-26 18:38 | Search Dashboard v1.2 STABLE.xlsm
| SOOT BLOWING | DETONATION CLEANER |  |  |  | (SSB) 1 SBDS | 2000163488 | 1 Detonation Sootblower Horn | Delete | 15TH FL SOUTH WALL | MISC |  | NA | ES-SHC-003-SB-DS-EQUP_0001 | 3 | SB | DS | EQUP_0001 | J206 |  |  |  | 2025-09-26 18:38 | Search Dashboard v1.2 STABLE.xlsm
| SOOT BLOWING | DETONATION CLEANER |  |  |  | (SSB) 10 SBDS | 2000163492 | 10 Detonation Sootblower Horn | Delete | 16TH FL NORTH WALL | MISC |  | NA | ES-SHC-003-SB-DS-EQUP_0001 | 3 | SB | DS | EQUP_0001 | J206 |  |  |  | 2025-09-26 18:38 | Search Dashboard v1.2 STABLE.xlsm
| SOOT BLOWING | DETONATION CLEANER |  |  |  | QSA BV 3973 | 2000166851 | Sta Air To Oxidant Sys Isolation Valve | Delete | 16 FLR WEST - S OF N310 | VALVE |  |  | ES-SHC-003-SB-DS-EQUP_0003 | 3 | SB | DS | EQUP_0003 | J206 | 3973 |  |  | 2025-09-26 18:38 | Search Dashboard v1.2 STABLE.xlsm
| SOOT BLOWING | DETONATION CLEANER |  |  |  | SBB CV 3895*P | 2000182632 | Ethylene Pressure At 3.5 Flrvlv Sta | Delete |  | RGLTR |  |  | ES-SHC-003-SB-DS-EQUP_0002 | 3 | SB | DS | EQUP_0002 | J206 |  |  |  | 2025-09-26 18:38 | Search Dashboard v1.2 STABLE.xlsm
| SOOT BLOWING | DETONATION CLEANER |  |  |  | (SSB) 11 SBDS | 2000188201 | 11 Detonation Sootblower Horn | Delete | 16TH FL NORTH WALL | MISC |  | NA | ES-SHC-003-SB-DS-EQUP_0001 | 3 | SB | DS | EQUP_0001 | J206 |  |  |  | 2025-09-26 18:38 | Search Dashboard v1.2 STABLE.xlsm
| SOOT BLOWING | DETONATION CLEANER |  |  |  | (SSB) 12 SBDS | 2000188211 | 12 Detonation Sootblower Horn | Delete | 16TH FL NORTH WALL | MISC |  | NA | ES-SHC-003-SB-DS-EQUP_0001 | 3 | SB | DS | EQUP_0001 | J206 |  |  |  | 2025-09-26 18:38 | Search Dashboard v1.2 STABLE.xlsm
| SOOT BLOWING | DETONATION CLEANER |  |  |  | (SSB) 13 SBDS | 2000188221 | 13 Detonation Sootblower Horn | Delete | 17TH FL SOUTH WALL | MISC |  | NA | ES-SHC-003-SB-DS-EQUP_0001 | 3 | SB | DS | EQUP_0001 | J206 |  |  |  | 2025-09-26 18:38 | Search Dashboard v1.2 STABLE.xlsm
| SOOT BLOWING | DETONATION CLEANER |  |  |  | (SSB) 14 SBDS | 2000188231 | 14 Detonation Sootblower Horn | Delete | 17TH FL SOUTH WALL | MISC |  | NA | ES-SHC-003-SB-DS-EQUP_0001 | 3 | SB | DS | EQUP_0001 | J206 |  |  |  | 2025-09-26 18:38 | Search Dashboard v1.2 STABLE.xlsm
| SOOT BLOWING | DETONATION CLEANER |  |  |  | (SSB) 15 SBDS | 2000188232 | 15 Detonation Sootblower Horn | Delete | 17TH FL SOUTH WALL | MISC |  | NA | ES-SHC-003-SB-DS-EQUP_0001 | 3 | SB | DS | EQUP_0001 | J206 |  |  |  | 2025-09-26 18:38 | Search Dashboard v1.2 STABLE.xlsm
| SOOT BLOWING | DETONATION CLEANER |  |  |  | (SSB) 16 SBDS | 2000188234 | 16 Detonation Sootblower Horn | Delete | 17TH FL NORTH WALL | MISC |  | NA | ES-SHC-003-SB-DS-EQUP_0001 | 3 | SB | DS | EQUP_0001 | J206 |  |  |  | 2025-09-26 18:38 | Search Dashboard v1.2 STABLE.xlsm
| SOOT BLOWING | DETONATION CLEANER |  |  |  | (SSB) 17 SBDS | 2000188236 | 17 Detonation Sootblower Horn | Delete | 17TH FL NORTH WALL | MISC |  | NA | ES-SHC-003-SB-DS-EQUP_0001 | 3 | SB | DS | EQUP_0001 | J206 |  |  |  | 2025-09-26 18:38 | Search Dashboard v1.2 STABLE.xlsm
| SOOT BLOWING | DETONATION CLEANER |  |  |  | (SSB) 18 SBDS | 2000188238 | 18 Detonation Sootblower Horn | Delete | 17TH FL NORTH WALL | MISC |  | NA | ES-SHC-003-SB-DS-EQUP_0001 | 3 | SB | DS | EQUP_0001 | J206 |  |  |  | 2025-09-26 18:38 | Search Dashboard v1.2 STABLE.xlsm
| SOOT BLOWING | ACOUSTIC CLEANER |  |  |  | (SSB) 2 SBAS | 2000188241 | 2 Acoustic Sootblower Horn | Delete | 5 FLR S308B | MISC |  | NA | ES-SHC-003-SB-AS-EQUP_0001 | 3 | SB | AS | EQUP_0001 | J206 |  |  |  | 2025-09-26 18:38 | Search Dashboard v1.2 STABLE.xlsm
| SOOT BLOWING | DETONATION CLEANER |  |  |  | (SSB) 2 SBDS | 2000188242 | 2 Detonation Sootblower Horn | Delete | 15TH FL SOUTH WALL | MISC |  | NA | ES-SHC-003-SB-DS-EQUP_0001 | 3 | SB | DS | EQUP_0001 | J206 |  |  |  | 2025-09-26 18:38 | Search Dashboard v1.2 STABLE.xlsm
| SOOT BLOWING | ACOUSTIC CLEANER |  |  |  | (SSB) 3 SBAS | 2000188258 | 3 Acoustic Sootblower Horn | Delete | 5 FLR S308B | MISC |  | NA | ES-SHC-003-SB-AS-EQUP_0001 | 3 | SB | AS | EQUP_0001 | J206 |  |  |  | 2025-09-26 18:38 | Search Dashboard v1.2 STABLE.xlsm
| SOOT BLOWING | DETONATION CLEANER |  |  |  | (SSB) 3 SBDS | 2000188259 | 3 Detonation Sootblower Horn | Delete | 15TH FL SOUTH WALL | MISC |  | NA | ES-SHC-003-SB-DS-EQUP_0001 | 3 | SB | DS | EQUP_0001 | J206 |  |  |  | 2025-09-26 18:38 | Search Dashboard v1.2 STABLE.xlsm
| SOOT BLOWING | ACOUSTIC CLEANER |  |  |  | (SSB) 4 SBAS | 2000188291 | 4 Acoustic Sootblower Horn | Delete | 5 FLR S308B | MISC |  | NA | ES-SHC-003-SB-AS-EQUP_0001 | 3 | SB | AS | EQUP_0001 | J206 |  |  |  | 2025-09-26 18:38 | Search Dashboard v1.2 STABLE.xlsm
| SOOT BLOWING | DETONATION CLEANER |  |  |  | (SSB) 4 SBDS | 2000188292 | 4 Detonation Sootblower Horn | Delete | 15TH FL NORTH WALL | MISC |  | NA | ES-SHC-003-SB-DS-EQUP_0001 | 3 | SB | DS | EQUP_0001 | J206 |  |  |  | 2025-09-26 18:38 | Search Dashboard v1.2 STABLE.xlsm
| SOOT BLOWING | ACOUSTIC CLEANER |  |  |  | (SSB) 5 SBAS | 2000188311 | 5 Acoustic Sootblower Horn | Delete | 5 FLR S308B | MISC |  | NA | ES-SHC-003-SB-AS-EQUP_0001 | 3 | SB | AS | EQUP_0001 | J206 |  |  |  | 2025-09-26 18:38 | Search Dashboard v1.2 STABLE.xlsm
| SOOT BLOWING | DETONATION CLEANER |  |  |  | (SSB) 5 SBDS | 2000188312 | 5 Detonation Sootblower Horn | Delete | 15TH FL NORTH WALL | MISC |  | NA | ES-SHC-003-SB-DS-EQUP_0001 | 3 | SB | DS | EQUP_0001 | J206 |  |  |  | 2025-09-26 18:38 | Search Dashboard v1.2 STABLE.xlsm
| SOOT BLOWING | DETONATION CLEANER |  |  |  | (SSB) 6 SBDS | 2000188329 | 6 Detonation Sootblower Horn | Delete | 15TH FL NORTH WALL | MISC |  | NA | ES-SHC-003-SB-DS-EQUP_0001 | 3 | SB | DS | EQUP_0001 | J206 |  |  |  | 2025-09-26 18:38 | Search Dashboard v1.2 STABLE.xlsm
| SOOT BLOWING | DETONATION CLEANER |  |  |  | (SSB) 7 SBDS | 2000188343 | 7 Detonation Sootblower Horn | Delete | 16TH FL SOUTH WALL | MISC |  | NA | ES-SHC-003-SB-DS-EQUP_0001 | 3 | SB | DS | EQUP_0001 | J206 |  |  |  | 2025-09-26 18:38 | Search Dashboard v1.2 STABLE.xlsm
| SOOT BLOWING | DETONATION CLEANER |  |  |  | (SSB) 8 SBDS | 2000188357 | 8 Detonation Sootblower Horn | Delete | 16TH FL SOUTH WALL | MISC |  | NA | ES-SHC-003-SB-DS-EQUP_0001 | 3 | SB | DS | EQUP_0001 | J206 |  |  |  | 2025-09-26 18:38 | Search Dashboard v1.2 STABLE.xlsm
| SOOT BLOWING | DETONATION CLEANER |  |  |  | (SSB) 9 SBDS | 2000188377 | 9 Detonation Sootblower Horn | Delete | 16TH FL SOUTH WALL | MISC |  | NA | ES-SHC-003-SB-DS-EQUP_0001 | 3 | SB | DS | EQUP_0001 | J206 |  |  |  | 2025-09-26 18:38 | Search Dashboard v1.2 STABLE.xlsm
| SOOT BLOWING | DETONATION CLEANER |  |  |  | (SSB) AIRRCVR | 2000188387 | Sbds Oxid Air Receiver Tank | Delete | 16 FLR WEST - S OF N310 | TANK |  |  | ES-SHC-003-SB-DS-EQUP_0001 | 3 | SB | DS | EQUP_0001 | J206 |  |  |  | 2025-09-26 18:38 | Search Dashboard v1.2 STABLE.xlsm
| SOOT BLOWING | DETONATION CLEANER |  |  |  | (SSB) SBDS AIR FILTER 1 | 2000188393 | Sbds Oxid Air Filter 1 | Delete | 16 1/2 FL WEST - EAST OF N312 | FILTR |  |  | ES-SHC-003-SB-DS-EQUP_0001 | 3 | SB | DS | EQUP_0001 | J206 |  |  |  | 2025-09-26 18:38 | Search Dashboard v1.2 STABLE.xlsm
| SOOT BLOWING | DETONATION CLEANER |  |  |  | (SSB) SBDS AIR FILTER 2 | 2000188394 | Sbds Oxid Air Filter 2 | Delete | 16 1/2 FL WEST - EAST OF N312 | FILTR |  |  | ES-SHC-003-SB-DS-EQUP_0001 | 3 | SB | DS | EQUP_0001 | J206 |  |  |  | 2025-09-26 18:38 | Search Dashboard v1.2 STABLE.xlsm
| SOOT BLOWING | ACOUSTIC CLEANER |  |  |  |  | 2000007229 | Accessory Equipment | Delete |  | MISC |  |  | ES-SHC-003-SB-AS-EQUP_0001 | 3 | SB | AS | EQUP_0001 | J206 |  |  |  | 2025-09-26 18:40 | Search Dashboard v1.2 STABLE.xlsm
| SOOT BLOWING | ACOUSTIC CLEANER |  |  |  |  | 2000007230 | Instrument Equipment | Delete |  | MISC |  |  | ES-SHC-003-SB-AS-EQUP_0002 | 3 | SB | AS | EQUP_0002 | J206 |  |  |  | 2025-09-26 18:40 | Search Dashboard v1.2 STABLE.xlsm
| SOOT BLOWING | ACOUSTIC CLEANER |  |  |  |  | 2000007231 | Valve Equipment | Delete |  | MISC |  |  | ES-SHC-003-SB-AS-EQUP_0003 | 3 | SB | AS | EQUP_0003 | J206 |  |  |  | 2025-09-26 18:40 | Search Dashboard v1.2 STABLE.xlsm
| SOOT BLOWING | DETONATION CLEANER |  |  |  |  | 2000007232 | Accessory Equipment | Delete |  | MISC |  |  | ES-SHC-003-SB-DS-EQUP_0001 | 3 | SB | DS | EQUP_0001 | J206 |  |  |  | 2025-09-26 18:40 | Search Dashboard v1.2 STABLE.xlsm
| SOOT BLOWING | DETONATION CLEANER |  |  |  |  | 2000007233 | Instrument Equipment | Delete |  | MISC |  |  | ES-SHC-003-SB-DS-EQUP_0002 | 3 | SB | DS | EQUP_0002 | J206 |  |  |  | 2025-09-26 18:40 | Search Dashboard v1.2 STABLE.xlsm
| SOOT BLOWING | DETONATION CLEANER |  |  |  |  | 2000012186 | Valve Equipment | Delete |  | MISC |  |  | ES-SHC-003-SB-DS-EQUP_0003 | 3 | SB | DS | EQUP_0003 | J206 |  |  |  | 2025-09-26 18:40 | Search Dashboard v1.2 STABLE.xlsm
| SOOT BLOWING | DETONATION CLEANER |  |  |  | SSB AA 30001 | 2000131543 | Sbds-1 Proof Of Detonation Accelerometer | Delete | 15TH FL N306 30' WEST CONVECTIVE PASS, SOUTH WALL | MISC |  |  | ES-SHC-003-SB-DS-EQUP_0002 | 3 | SB | DS | EQUP_0002 | J206 |  |  |  | 2025-09-26 18:40 | Search Dashboard v1.2 STABLE.xlsm
| SOOT BLOWING | DETONATION CLEANER |  |  |  | SSB AA 30002 | 2000131545 | Sbds-2 Proof Of Detonation Accelerometer | Delete | 15TH FL N306 65' WEST CONVECTIVE PASS, SOUTH WALL | MISC |  |  | ES-SHC-003-SB-DS-EQUP_0002 | 3 | SB | DS | EQUP_0002 | J206 |  |  |  | 2025-09-26 18:40 | Search Dashboard v1.2 STABLE.xlsm
| SOOT BLOWING | DETONATION CLEANER |  |  |  | SSB AA 30003 | 2000131547 | Sbds-3 Proof Of Detonation Accelerometer | Delete | 15TH FL N310 30' EAST CONVECTIVE PASS, SOUTH WALL | MISC |  |  | ES-SHC-003-SB-DS-EQUP_0002 | 3 | SB | DS | EQUP_0002 | J206 |  |  |  | 2025-09-26 18:40 | Search Dashboard v1.2 STABLE.xlsm
| SOOT BLOWING | DETONATION CLEANER |  |  |  | SSB AA 30004 | 2000131549 | Sbds-4 Proof Of Detonation Accelerometer | Delete | 15TH FL 25' SW OF Q-306A CONVECTIVE PASS NORT WALL | MISC |  |  | ES-SHC-003-SB-DS-EQUP_0002 | 3 | SB | DS | EQUP_0002 | J206 |  |  |  | 2025-09-26 18:40 | Search Dashboard v1.2 STABLE.xlsm
| SOOT BLOWING | DETONATION CLEANER |  |  |  | SSB AA 30005 | 2000131551 | Sbds-5 Proof Of Detonation Accelerometer | Delete | 15TH FL 15' SW OF Q-307A CONVECTIVE PASS NORT WALL | MISC |  |  | ES-SHC-003-SB-DS-EQUP_0002 | 3 | SB | DS | EQUP_0002 | J206 |  |  |  | 2025-09-26 18:40 | Search Dashboard v1.2 STABLE.xlsm
| SOOT BLOWING | DETONATION CLEANER |  |  |  | SSB AA 30006 | 2000131553 | Sbds-6 Proof Of Detonation Accelerometer | Delete | 15TH FL 25' SE OF Q-308B CONVECTIVE PASS NORT WALL | MISC |  |  | ES-SHC-003-SB-DS-EQUP_0002 | 3 | SB | DS | EQUP_0002 | J206 |  |  |  | 2025-09-26 18:40 | Search Dashboard v1.2 STABLE.xlsm
| SOOT BLOWING | DETONATION CLEANER |  |  |  | SSB AA 30007 | 2000131555 | Sbds-7 Proof Of Detonation Accelerometer | Delete | 16TH FL 30' W OF N-306 CONVECTIVE PASS SOUTH WALL | MISC |  |  | ES-SHC-003-SB-DS-EQUP_0002 | 3 | SB | DS | EQUP_0002 | J206 |  |  |  | 2025-09-26 18:40 | Search Dashboard v1.2 STABLE.xlsm
| SOOT BLOWING | DETONATION CLEANER |  |  |  | SSB AA 30008 | 2000131557 | Sbds-8 Proof Of Detonation Accelerometer | Delete | 16TH FL 65' W OF N-306 CONVECTIVE PASS SOUTH WALL | MISC |  |  | ES-SHC-003-SB-DS-EQUP_0002 | 3 | SB | DS | EQUP_0002 | J206 |  |  |  | 2025-09-26 18:40 | Search Dashboard v1.2 STABLE.xlsm
| SOOT BLOWING | DETONATION CLEANER |  |  |  | SSB AA 30009 | 2000131558 | Sbds-9 Proof Of Detonation Accelerometer | Delete | 16TH FL 30' E OF N-310 CONVECTIVE PASS SOUTH WALL | MISC |  |  | ES-SHC-003-SB-DS-EQUP_0002 | 3 | SB | DS | EQUP_0002 | J206 |  |  |  | 2025-09-26 18:40 | Search Dashboard v1.2 STABLE.xlsm
| SOOT BLOWING | DETONATION CLEANER |  |  |  | SSB AA 30010 | 2000131560 | Sbds-10 Proof Of Detonation Acceleromete | Delete | 16TH FL 25' SW OF Q-306A CONVECTIVE PASS NORT WALL | MISC |  |  | ES-SHC-003-SB-DS-EQUP_0002 | 3 | SB | DS | EQUP_0002 | J206 |  |  |  | 2025-09-26 18:40 | Search Dashboard v1.2 STABLE.xlsm
| SOOT BLOWING | DETONATION CLEANER |  |  |  | SSB AA 30011 | 2000131562 | Sbds-11 Proof Of Detonation Acceleromete | Delete | 16TH FL 30' SW OF Q-307A CONVECTIVE PASS NORT WALL | MISC |  |  | ES-SHC-003-SB-DS-EQUP_0002 | 3 | SB | DS | EQUP_0002 | J206 |  |  |  | 2025-09-26 18:40 | Search Dashboard v1.2 STABLE.xlsm
| SOOT BLOWING | DETONATION CLEANER |  |  |  | SSB AA 30012 | 2000131564 | Sbds-12 Proof Of Detonation Acceleromete | Delete | 16TH FL 25' SE OF Q-308B CONVECTIVE PASS NORT WALL | MISC |  |  | ES-SHC-003-SB-DS-EQUP_0002 | 3 | SB | DS | EQUP_0002 | J206 |  |  |  | 2025-09-26 18:40 | Search Dashboard v1.2 STABLE.xlsm
| SOOT BLOWING | DETONATION CLEANER |  |  |  | SSB AA 30013 | 2000131567 | Sbds-13 Proof Of Detonation Acceleromete | Delete | 17TH FL 30' W OF N306 CONVECTIVE PASS SOUTH WALL | MISC |  |  | ES-SHC-003-SB-DS-EQUP_0002 | 3 | SB | DS | EQUP_0002 | J206 |  |  |  | 2025-09-26 18:40 | Search Dashboard v1.2 STABLE.xlsm
| SOOT BLOWING | DETONATION CLEANER |  |  |  | SSB AA 30014 | 2000131569 | Sbds-14 Proof Of Detonation Acceleromete | Delete | 17TH FL 65' W OF N306 CONVECTIVE PASS SOUTH WALL | MISC |  |  | ES-SHC-003-SB-DS-EQUP_0002 | 3 | SB | DS | EQUP_0002 | J206 |  |  |  | 2025-09-26 18:40 | Search Dashboard v1.2 STABLE.xlsm
| SOOT BLOWING | DETONATION CLEANER |  |  |  | SSB AA 30015 | 2000131571 | Sbds-15 Proof Of Detonation Acceleromete | Delete | 17TH FL 30' E OF N310 CONVECTIVE PASS SOUTH WALL | MISC |  |  | ES-SHC-003-SB-DS-EQUP_0002 | 3 | SB | DS | EQUP_0002 | J206 |  |  |  | 2025-09-26 18:40 | Search Dashboard v1.2 STABLE.xlsm
| SOOT BLOWING | DETONATION CLEANER |  |  |  | SSB AA 30016 | 2000131573 | Sbds-16 Proof Of Detonation Acceleromete | Delete | 17TH FL 25' SW OF Q-306A CONVECTIVE PASS NORT WALL | MISC |  |  | ES-SHC-003-SB-DS-EQUP_0002 | 3 | SB | DS | EQUP_0002 | J206 |  |  |  | 2025-09-26 18:40 | Search Dashboard v1.2 STABLE.xlsm
| SOOT BLOWING | DETONATION CLEANER |  |  |  | SSB AA 30017 | 2000131575 | Sbds-17 Proof Of Detonation Acceleromete | Delete | 17TH FL 30' SW OF Q-307A CONVECTIVE PASS NORT WALL | MISC |  |  | ES-SHC-003-SB-DS-EQUP_0002 | 3 | SB | DS | EQUP_0002 | J206 |  |  |  | 2025-09-26 18:40 | Search Dashboard v1.2 STABLE.xlsm
| SOOT BLOWING | DETONATION CLEANER |  |  |  | SSB AA 30018 | 2000131577 | Sbds-18 Proof Of Detonation Acceleromete | Delete | 17TH FL 30' SW OF Q-307A CONVECTIVE PASS NORT WALL | MISC |  |  | ES-SHC-003-SB-DS-EQUP_0002 | 3 | SB | DS | EQUP_0002 | J206 |  |  |  | 2025-09-26 18:40 | Search Dashboard v1.2 STABLE.xlsm
| SOOT BLOWING | ACOUSTIC CLEANER |  |  |  | SSB ACP 3001 | 2000131578 | Sbac1-5 Control Power Acoustic Cleanng Cnt | Delete |  | CONTR |  |  | ES-SHC-003-SB-AS-EQUP_0002 | 3 | SB | AS | EQUP_0002 | J206 |  |  |  | 2025-09-26 18:40 | Search Dashboard v1.2 STABLE.xlsm
| SOOT BLOWING | DETONATION CLEANER |  |  |  | SSB AT 30137 | 2000131582 | Backpass Acoustic Sb Gas Montr Etheylene | Delete | 3-1/2 FLOOR, WEST SIDE BOILER | INSTM |  |  | ES-SHC-003-SB-DS-EQUP_0002 | 3 | SB | DS | EQUP_0002 | J206 |  |  |  | 2025-09-26 18:40 | Search Dashboard v1.2 STABLE.xlsm
| SOOT BLOWING | DETONATION CLEANER |  |  |  | SSB AV 34012 | 2000131584 | Sbds Ethlyene Vent Isolation Valve | Delete | SKID | MISC |  |  | ES-SHC-003-SB-DS-EQUP_0003 | 3 | SB | DS | EQUP_0003 | J206 |  |  |  | 2025-09-26 18:40 | Search Dashboard v1.2 STABLE.xlsm
| SOOT BLOWING | DETONATION CLEANER |  |  |  | SSB AV 34013 | 2000131586 | Sbds Ethlyene Vent Isolation Valve | Delete | SKID | MISC |  |  | ES-SHC-003-SB-DS-EQUP_0003 | 3 | SB | DS | EQUP_0003 | J206 |  |  |  | 2025-09-26 18:40 | Search Dashboard v1.2 STABLE.xlsm
| SOOT BLOWING | DETONATION CLEANER |  |  |  | SSB BV 3767 | 2000132330 | Sbds1 Ethylene Isolation Valve | Delete | 15 FLR S WALL OF CONV PASS - EAST SIDE | VALVE |  |  | ES-SHC-003-SB-DS-EQUP_0003 | 3 | SB | DS | EQUP_0003 | J206 | 3767 |  |  | 2025-09-26 18:40 | Search Dashboard v1.2 STABLE.xlsm
| SOOT BLOWING | DETONATION CLEANER |  |  |  | SSB BV 3768 | 2000132332 | Sbds1 Oxidant Sys Isolation Valve | Delete | 15 FLR S WALL OF CONV PASS - EAST SIDE | VALVE |  |  | ES-SHC-003-SB-DS-EQUP_0003 | 3 | SB | DS | EQUP_0003 | J206 | 3768 |  |  | 2025-09-26 18:40 | Search Dashboard v1.2 STABLE.xlsm
| SOOT BLOWING | DETONATION CLEANER |  |  |  | SSB BV 3769 | 2000132334 | Sbds1 Oxidant Pressure Indicator Isolation Valve | Delete | 15 FLR S WALL OF CONV PASS - EAST SIDE | VALVE |  |  | ES-SHC-003-SB-DS-EQUP_0003 | 3 | SB | DS | EQUP_0003 | J206 | 3769 |  |  | 2025-09-26 18:40 | Search Dashboard v1.2 STABLE.xlsm
| SOOT BLOWING | DETONATION CLEANER |  |  |  | SSB BV 3771 | 2000132336 | Sbds2 Ethylene Isolation Valve | Delete | 15 FLR S WALL OF CONV PASS - CENTER SIDE | VALVE |  |  | ES-SHC-003-SB-DS-EQUP_0003 | 3 | SB | DS | EQUP_0003 | J206 | 3771 |  |  | 2025-09-26 18:40 | Search Dashboard v1.2 STABLE.xlsm
| SOOT BLOWING | DETONATION CLEANER |  |  |  | SSB BV 3772 | 2000132338 | Sbds2 Oxidant Sys Isolation Valve | Delete | 15 FLR S WALL OF CONV PASS - CENTER SIDE | VALVE |  |  | ES-SHC-003-SB-DS-EQUP_0003 | 3 | SB | DS | EQUP_0003 | J206 | 3772 |  |  | 2025-09-26 18:40 | Search Dashboard v1.2 STABLE.xlsm
| SOOT BLOWING | DETONATION CLEANER |  |  |  | SSB BV 3773 | 2000132340 | Sbds2 Oxidant Pressure Indicator Isolation Valve | Delete | 15 FLR S WALL OF CONV PASS - CENTER SIDE | VALVE |  |  | ES-SHC-003-SB-DS-EQUP_0003 | 3 | SB | DS | EQUP_0003 | J206 | 3773 |  |  | 2025-09-26 18:40 | Search Dashboard v1.2 STABLE.xlsm
| SOOT BLOWING | DETONATION CLEANER |  |  |  | SSB BV 3775 | 2000132342 | Sbds3 Ethylene Isolation Valve | Delete | 15 FLR S WALL OF CONV PASS - WEST SIDE | VALVE |  |  | ES-SHC-003-SB-DS-EQUP_0003 | 3 | SB | DS | EQUP_0003 | J206 | 3775 |  |  | 2025-09-26 18:40 | Search Dashboard v1.2 STABLE.xlsm
| SOOT BLOWING | DETONATION CLEANER |  |  |  | SSB BV 3776 | 2000132344 | Sbds3 Oxidant Sys Isolation Valve | Delete | 15 FLR S WALL OF CONV PASS - WEST SIDE | VALVE |  |  | ES-SHC-003-SB-DS-EQUP_0003 | 3 | SB | DS | EQUP_0003 | J206 | 3776 |  |  | 2025-09-26 18:40 | Search Dashboard v1.2 STABLE.xlsm
| SOOT BLOWING | DETONATION CLEANER |  |  |  | SSB BV 3777 | 2000132346 | Sbds3 Oxidant Pressure Indicator Isolation Valve | Delete | 15 FLR S WALL OF CONV PASS - WEST SIDE | VALVE |  |  | ES-SHC-003-SB-DS-EQUP_0003 | 3 | SB | DS | EQUP_0003 | J206 | 3777 |  |  | 2025-09-26 18:40 | Search Dashboard v1.2 STABLE.xlsm
| SOOT BLOWING | DETONATION CLEANER |  |  |  | SSB BV 3779 | 2000132348 | Sbds4 Ethylene Isolation Valve | Delete | 15 FLR N WALL BTWN Q306A & Q307A | VALVE |  |  | ES-SHC-003-SB-DS-EQUP_0003 | 3 | SB | DS | EQUP_0003 | J206 | 3779 |  |  | 2025-09-26 18:40 | Search Dashboard v1.2 STABLE.xlsm
| SOOT BLOWING | DETONATION CLEANER |  |  |  | SSB BV 3780 | 2000132350 | Sbds4 Oxidant Sys Isolation Valve | Delete | 15 FLR N WALL BTWN Q306A & Q307A | VALVE |  |  | ES-SHC-003-SB-DS-EQUP_0003 | 3 | SB | DS | EQUP_0003 | J206 | 3780 |  |  | 2025-09-26 18:40 | Search Dashboard v1.2 STABLE.xlsm
| SOOT BLOWING | DETONATION CLEANER |  |  |  | SSB BV 3781 | 2000132352 | Sbds4 Oxidant Pressure Indicator Isolation Valve | Delete | 15 FLR N WALL BTWN Q306A & Q307A | VALVE |  |  | ES-SHC-003-SB-DS-EQUP_0003 | 3 | SB | DS | EQUP_0003 | J206 | 3781 |  |  | 2025-09-26 18:40 | Search Dashboard v1.2 STABLE.xlsm
| SOOT BLOWING | DETONATION CLEANER |  |  |  | SSB BV 3783 | 2000132354 | Sbds5 Ethylene Isolation Valve | Delete | 15 FLR N WALL BTWN Q308 & Q307A | VALVE |  |  | ES-SHC-003-SB-DS-EQUP_0003 | 3 | SB | DS | EQUP_0003 | J206 | 3783 |  |  | 2025-09-26 18:40 | Search Dashboard v1.2 STABLE.xlsm
| SOOT BLOWING | DETONATION CLEANER |  |  |  | SSB BV 3784 | 2000132356 | Sbds5 Oxidant Sys Isolation Valve | Delete | 15 FLR N WALL BTWN Q308 & Q307A | VALVE |  |  | ES-SHC-003-SB-DS-EQUP_0003 | 3 | SB | DS | EQUP_0003 | J206 | 3784 |  |  | 2025-09-26 18:40 | Search Dashboard v1.2 STABLE.xlsm
| SOOT BLOWING | DETONATION CLEANER |  |  |  | SSB BV 3785 | 2000132358 | Sbds5 Oxidant Pressure Indicator Isolation Valve | Delete | 15 FLR N WALL BTWN Q308 & Q307A | VALVE |  |  | ES-SHC-003-SB-DS-EQUP_0003 | 3 | SB | DS | EQUP_0003 | J206 | 3785 |  |  | 2025-09-26 18:40 | Search Dashboard v1.2 STABLE.xlsm
| SOOT BLOWING | DETONATION CLEANER |  |  |  | SSB BV 3789 | 2000132360 | Sbds6 Ethylene Isolation Valve | Delete | 15 FLR N WALL BTWN Q308 & Q308B | VALVE |  |  | ES-SHC-003-SB-DS-EQUP_0003 | 3 | SB | DS | EQUP_0003 | J206 | 3789 |  |  | 2025-09-26 18:40 | Search Dashboard v1.2 STABLE.xlsm
| SOOT BLOWING | DETONATION CLEANER |  |  |  | SSB BV 3790 | 2000132362 | Sbds6 Oxidant Sys Isolation Valve | Delete | 15 FLR N WALL BTWN Q308 & Q308B | VALVE |  |  | ES-SHC-003-SB-DS-EQUP_0003 | 3 | SB | DS | EQUP_0003 | J206 | 3790 |  |  | 2025-09-26 18:40 | Search Dashboard v1.2 STABLE.xlsm
| SOOT BLOWING | DETONATION CLEANER |  |  |  | SSB BV 3791 | 2000132364 | Sbds6 Oxidant Pressure Indicator Isolation Valve | Delete | 15 FLR N WALL BTWN Q308 & Q308B | VALVE |  |  | ES-SHC-003-SB-DS-EQUP_0003 | 3 | SB | DS | EQUP_0003 | J206 | 3791 |  |  | 2025-09-26 18:40 | Search Dashboard v1.2 STABLE.xlsm
| SOOT BLOWING | DETONATION CLEANER |  |  |  | SSB BV 3793 | 2000132366 | Sbds7 Ethylene Isolation Valve | Delete | 16 FLR S WALL OF CONV PASS - EAST SIDE | VALVE |  |  | ES-SHC-003-SB-DS-EQUP_0003 | 3 | SB | DS | EQUP_0003 | J206 | 3793 |  |  | 2025-09-26 18:40 | Search Dashboard v1.2 STABLE.xlsm
| SOOT BLOWING | DETONATION CLEANER |  |  |  | SSB BV 3794 | 2000132368 | Sbds7 Oxidant Sys Isolation Valve | Delete | 16 FLR S WALL OF CONV PASS - EAST SIDE | VALVE |  |  | ES-SHC-003-SB-DS-EQUP_0003 | 3 | SB | DS | EQUP_0003 | J206 | 3794 |  |  | 2025-09-26 18:40 | Search Dashboard v1.2 STABLE.xlsm
| SOOT BLOWING | DETONATION CLEANER |  |  |  | SSB BV 3795 | 2000132370 | Sbds7 Oxidant Pressure Indicator Isolation Valve | Delete | 16 FLR S WALL OF CONV PASS - EAST SIDE | VALVE |  |  | ES-SHC-003-SB-DS-EQUP_0003 | 3 | SB | DS | EQUP_0003 | J206 | 3795 |  |  | 2025-09-26 18:40 | Search Dashboard v1.2 STABLE.xlsm
| SOOT BLOWING | DETONATION CLEANER |  |  |  | SSB BV 3797 | 2000132372 | Sbds8 Ethylene Isolation Valve | Delete | 16 FLR S WALL OF CONV PASS - CENTER SIDE | VALVE |  |  | ES-SHC-003-SB-DS-EQUP_0003 | 3 | SB | DS | EQUP_0003 | J206 | 3797 |  |  | 2025-09-26 18:40 | Search Dashboard v1.2 STABLE.xlsm
| SOOT BLOWING | DETONATION CLEANER |  |  |  | SSB BV 3798 | 2000132374 | Sbds8 Oxidant Sys Isolation Valve | Delete | 16 FLR S WALL OF CONV PASS - CENTER SIDE | VALVE |  |  | ES-SHC-003-SB-DS-EQUP_0003 | 3 | SB | DS | EQUP_0003 | J206 | 3798 |  |  | 2025-09-26 18:40 | Search Dashboard v1.2 STABLE.xlsm
| SOOT BLOWING | DETONATION CLEANER |  |  |  | SSB BV 3799 | 2000132376 | Sbds8 Oxidant Pressure Indicator Isolation Valve | Delete | 16 FLR S WALL OF CONV PASS - CENTER SIDE | VALVE |  |  | ES-SHC-003-SB-DS-EQUP_0003 | 3 | SB | DS | EQUP_0003 | J206 | 3799 |  |  | 2025-09-26 18:40 | Search Dashboard v1.2 STABLE.xlsm
| SOOT BLOWING | DETONATION CLEANER |  |  |  | SSB BV 3802 | 2000132378 | Sbds9 Ethylene Isolation Valve | Delete | 16 FLR S WALL OF CONV PASS - WEST SIDE | VALVE |  |  | ES-SHC-003-SB-DS-EQUP_0003 | 3 | SB | DS | EQUP_0003 | J206 | 3802 |  |  | 2025-09-26 18:41 | Search Dashboard v1.2 STABLE.xlsm
| SOOT BLOWING | DETONATION CLEANER |  |  |  | SSB BV 3803 | 2000132380 | Sbds9 Oxidant Sys Isolation Valve | Delete | 16 FLR S WALL OF CONV PASS - WEST SIDE | VALVE |  |  | ES-SHC-003-SB-DS-EQUP_0003 | 3 | SB | DS | EQUP_0003 | J206 | 3803 |  |  | 2025-09-26 18:41 | Search Dashboard v1.2 STABLE.xlsm
| SOOT BLOWING | DETONATION CLEANER |  |  |  | SSB BV 3804 | 2000132384 | Sbds9 Oxidant Pressure Indicator Isolation Valve | Delete | 16 FLR S WALL OF CONV PASS - WEST SIDE | VALVE |  |  | ES-SHC-003-SB-DS-EQUP_0003 | 3 | SB | DS | EQUP_0003 | J206 | 3804 |  |  | 2025-09-26 18:41 | Search Dashboard v1.2 STABLE.xlsm
| SOOT BLOWING | DETONATION CLEANER |  |  |  | SSB BV 3806 | 2000132386 | Sbds10 Ethylene Isolation Valve | Delete | 16 FLR N WALL BTWN Q306A & Q307A | VALVE |  |  | ES-SHC-003-SB-DS-EQUP_0003 | 3 | SB | DS | EQUP_0003 | J206 | 3806 |  |  | 2025-09-26 18:41 | Search Dashboard v1.2 STABLE.xlsm
| SOOT BLOWING | DETONATION CLEANER |  |  |  | SSB BV 3807 | 2000132388 | Sbds10 Oxidant Sys Isolation Valve | Delete | 16 FLR N WALL BTWN Q306A & Q307A | VALVE |  |  | ES-SHC-003-SB-DS-EQUP_0003 | 3 | SB | DS | EQUP_0003 | J206 | 3807 |  |  | 2025-09-26 18:41 | Search Dashboard v1.2 STABLE.xlsm
| SOOT BLOWING | DETONATION CLEANER |  |  |  | SSB BV 3808 | 2000132390 | Sbds10 Oxidant Pressure Indicator Isolation Valve | Delete | 16 FLR N WALL BTWN Q306A & Q307A | VALVE |  |  | ES-SHC-003-SB-DS-EQUP_0003 | 3 | SB | DS | EQUP_0003 | J206 | 3808 |  |  | 2025-09-26 18:41 | Search Dashboard v1.2 STABLE.xlsm
| SOOT BLOWING | DETONATION CLEANER |  |  |  | SSB BV 3810 | 2000132393 | Sbds11 Ethylene Isolation Valve | Delete | 16 FLR N WALL BTWN Q308 & Q307A | VALVE |  |  | ES-SHC-003-SB-DS-EQUP_0003 | 3 | SB | DS | EQUP_0003 | J206 | 3810 |  |  | 2025-09-26 18:41 | Search Dashboard v1.2 STABLE.xlsm
| SOOT BLOWING | DETONATION CLEANER |  |  |  | SSB BV 3811 | 2000132395 | Sbds11 Oxidant Sys Isolation Valve | Delete | 16 FLR N WALL BTWN Q308 & Q307A | VALVE |  |  | ES-SHC-003-SB-DS-EQUP_0003 | 3 | SB | DS | EQUP_0003 | J206 | 3811 |  |  | 2025-09-26 18:41 | Search Dashboard v1.2 STABLE.xlsm
| SOOT BLOWING | DETONATION CLEANER |  |  |  | SSB BV 3812 | 2000132397 | Sbds11 Oxidant Pressure Indicator Isolation Valve | Delete | 16 FLR N WALL BTWN Q308 & Q307A | VALVE |  |  | ES-SHC-003-SB-DS-EQUP_0003 | 3 | SB | DS | EQUP_0003 | J206 | 3812 |  |  | 2025-09-26 18:41 | Search Dashboard v1.2 STABLE.xlsm
| SOOT BLOWING | DETONATION CLEANER |  |  |  | SSB BV 3814 | 2000132399 | Sbds12 Ethylene Isolation Valve | Delete | 16 FLR N WALL BTWN Q308 & Q308B | VALVE |  |  | ES-SHC-003-SB-DS-EQUP_0003 | 3 | SB | DS | EQUP_0003 | J206 | 3814 |  |  | 2025-09-26 18:41 | Search Dashboard v1.2 STABLE.xlsm
| SOOT BLOWING | DETONATION CLEANER |  |  |  | SSB BV 3815 | 2000132701 | Sbds12 Oxidant Sys Isolation Valve | Delete | 16 FLR N WALL BTWN Q308 & Q308B | VALVE |  |  | ES-SHC-003-SB-DS-EQUP_0003 | 3 | SB | DS | EQUP_0003 | J206 | 3815 |  |  | 2025-09-26 18:41 | Search Dashboard v1.2 STABLE.xlsm
| SOOT BLOWING | DETONATION CLEANER |  |  |  | SSB BV 3816 | 2000132702 | Sbds12 Oxidant Pressure Indicator Isolation Valve | Delete | 16 FLR N WALL BTWN Q308 & Q308B | VALVE |  |  | ES-SHC-003-SB-DS-EQUP_0003 | 3 | SB | DS | EQUP_0003 | J206 | 3816 |  |  | 2025-09-26 18:41 | Search Dashboard v1.2 STABLE.xlsm
| SOOT BLOWING | DETONATION CLEANER |  |  |  | SSB BV 3819 | 2000132704 | Sbds13 Ethylene Isolation Valve | Delete | 17 FLR S WALL OF CONV PASS - EAST SIDE | VALVE |  |  | ES-SHC-003-SB-DS-EQUP_0003 | 3 | SB | DS | EQUP_0003 | J206 | 3819 |  |  | 2025-09-26 18:41 | Search Dashboard v1.2 STABLE.xlsm
| SOOT BLOWING | DETONATION CLEANER |  |  |  | SSB BV 3820 | 2000132707 | Sbds13 Oxidant Sys Isolation Valve | Delete | 17 FLR S WALL OF CONV PASS - EAST SIDE | VALVE |  |  | ES-SHC-003-SB-DS-EQUP_0003 | 3 | SB | DS | EQUP_0003 | J206 | 3820 |  |  | 2025-09-26 18:41 | Search Dashboard v1.2 STABLE.xlsm
| SOOT BLOWING | DETONATION CLEANER |  |  |  | SSB BV 3821 | 2000132709 | Sbds13 Oxidant Pressure Indicator Isolation Valve | Delete | 17 FLR S WALL OF CONV PASS - EAST SIDE | VALVE |  |  | ES-SHC-003-SB-DS-EQUP_0003 | 3 | SB | DS | EQUP_0003 | J206 | 3821 |  |  | 2025-09-26 18:41 | Search Dashboard v1.2 STABLE.xlsm
| SOOT BLOWING | DETONATION CLEANER |  |  |  | SSB BV 3823 | 2000132711 | Sbds14 Ethylene Isolation Valve | Delete | 17 FLR S WALL OF CONV PASS - CENTER SIDE | VALVE |  |  | ES-SHC-003-SB-DS-EQUP_0003 | 3 | SB | DS | EQUP_0003 | J206 | 3823 |  |  | 2025-09-26 18:41 | Search Dashboard v1.2 STABLE.xlsm
| SOOT BLOWING | DETONATION CLEANER |  |  |  | SSB BV 3824 | 2000132712 | Sbds14 Oxidant Sys Isolation Valve | Delete | 17 FLR S WALL OF CONV PASS - CENTER SIDE | VALVE |  |  | ES-SHC-003-SB-DS-EQUP_0003 | 3 | SB | DS | EQUP_0003 | J206 | 3824 |  |  | 2025-09-26 18:41 | Search Dashboard v1.2 STABLE.xlsm
| SOOT BLOWING | DETONATION CLEANER |  |  |  | SSB BV 3825 | 2000132715 | Sbds14 Oxidant Pressure Indicator Isolation Valve | Delete | 17 FLR S WALL OF CONV PASS - CENTER SIDE | VALVE |  |  | ES-SHC-003-SB-DS-EQUP_0003 | 3 | SB | DS | EQUP_0003 | J206 | 3825 |  |  | 2025-09-26 18:41 | Search Dashboard v1.2 STABLE.xlsm
| SOOT BLOWING | DETONATION CLEANER |  |  |  | SSB BV 3827 | 2000132717 | Sbds15 Ethylene Isolation Valve | Delete | 17 FLR S WALL OF CONV PASS - WEST SIDE | VALVE |  |  | ES-SHC-003-SB-DS-EQUP_0003 | 3 | SB | DS | EQUP_0003 | J206 | 3827 |  |  | 2025-09-26 18:41 | Search Dashboard v1.2 STABLE.xlsm
| SOOT BLOWING | DETONATION CLEANER |  |  |  | SSB BV 3828 | 2000132719 | Sbds15 Oxidant Sys Isolation Valve | Delete | 17 FLR S WALL OF CONV PASS - WEST SIDE | VALVE |  |  | ES-SHC-003-SB-DS-EQUP_0003 | 3 | SB | DS | EQUP_0003 | J206 | 3828 |  |  | 2025-09-26 18:41 | Search Dashboard v1.2 STABLE.xlsm
| SOOT BLOWING | DETONATION CLEANER |  |  |  | SSB BV 3829 | 2000132721 | Sbds15 Oxidant Pressure Indicator Isolation Valve | Delete | 17 FLR S WALL OF CONV PASS - WEST SIDE | VALVE |  |  | ES-SHC-003-SB-DS-EQUP_0003 | 3 | SB | DS | EQUP_0003 | J206 | 3829 |  |  | 2025-09-26 18:41 | Search Dashboard v1.2 STABLE.xlsm
| SOOT BLOWING | DETONATION CLEANER |  |  |  | SSB BV 3831 | 2000132723 | Sbds16 Ethylene Isolation Valve | Delete | 17 FLR N WALL BTWN Q306A & Q307A | VALVE |  |  | ES-SHC-003-SB-DS-EQUP_0003 | 3 | SB | DS | EQUP_0003 | J206 | 3831 |  |  | 2025-09-26 18:41 | Search Dashboard v1.2 STABLE.xlsm
| SOOT BLOWING | DETONATION CLEANER |  |  |  | SSB BV 3832 | 2000132725 | Sbds16 Oxidant Sys Isolation Valve | Delete | 17 FLR N WALL BTWN Q306A & Q307A | VALVE |  |  | ES-SHC-003-SB-DS-EQUP_0003 | 3 | SB | DS | EQUP_0003 | J206 | 3832 |  |  | 2025-09-26 18:41 | Search Dashboard v1.2 STABLE.xlsm
| SOOT BLOWING | DETONATION CLEANER |  |  |  | SSB BV 3833 | 2000132727 | Sbds16 Oxidant Pressure Indicator Isolation Valve | Delete | 17 FLR N WALL BTWN Q306A & Q307A | VALVE |  |  | ES-SHC-003-SB-DS-EQUP_0003 | 3 | SB | DS | EQUP_0003 | J206 | 3833 |  |  | 2025-09-26 18:41 | Search Dashboard v1.2 STABLE.xlsm
| SOOT BLOWING | DETONATION CLEANER |  |  |  | SSB BV 3835 | 2000132729 | Sbds17 Ethylene Isolation Valve | Delete | 17 FLR N WALL BTWN Q308 & Q307A | VALVE |  |  | ES-SHC-003-SB-DS-EQUP_0003 | 3 | SB | DS | EQUP_0003 | J206 | 3835 |  |  | 2025-09-26 18:41 | Search Dashboard v1.2 STABLE.xlsm
| SOOT BLOWING | DETONATION CLEANER |  |  |  | SSB BV 3836 | 2000132731 | Sbds17 Oxidant Sys Isolation Valve | Delete | 17 FLR N WALL BTWN Q308 & Q307A | VALVE |  |  | ES-SHC-003-SB-DS-EQUP_0003 | 3 | SB | DS | EQUP_0003 | J206 | 3836 |  |  | 2025-09-26 18:41 | Search Dashboard v1.2 STABLE.xlsm
| SOOT BLOWING | DETONATION CLEANER |  |  |  | SSB BV 3837 | 2000132733 | Sbds17 Oxidant Pressure Indicator Isolation Valve | Delete | 17 FLR N WALL BTWN Q308 & Q307A | VALVE |  |  | ES-SHC-003-SB-DS-EQUP_0003 | 3 | SB | DS | EQUP_0003 | J206 | 3837 |  |  | 2025-09-26 18:41 | Search Dashboard v1.2 STABLE.xlsm
| SOOT BLOWING | DETONATION CLEANER |  |  |  | SSB BV 3839 | 2000132735 | Sbds18 Ethylene Isolation Valve | Delete | 17 FLR N WALL BTWN Q308 & Q308B | VALVE |  |  | ES-SHC-003-SB-DS-EQUP_0003 | 3 | SB | DS | EQUP_0003 | J206 | 3839 |  |  | 2025-09-26 18:41 | Search Dashboard v1.2 STABLE.xlsm
| SOOT BLOWING | DETONATION CLEANER |  |  |  | SSB BV 3840 | 2000132737 | Sbds18 Oxidant Sys Isolation Valve | Delete | 17 FLR N WALL BTWN Q308 & Q308B | VALVE |  |  | ES-SHC-003-SB-DS-EQUP_0003 | 3 | SB | DS | EQUP_0003 | J206 | 3840 |  |  | 2025-09-26 18:41 | Search Dashboard v1.2 STABLE.xlsm
| SOOT BLOWING | DETONATION CLEANER |  |  |  | SSB BV 3841 | 2000132739 | Sbds18 Oxidant Pressure Indicator Isolation Valve | Delete | 17 FLR N WALL BTWN Q308 & Q308B | VALVE |  |  | ES-SHC-003-SB-DS-EQUP_0003 | 3 | SB | DS | EQUP_0003 | J206 | 3841 |  |  | 2025-09-26 18:41 | Search Dashboard v1.2 STABLE.xlsm
| SOOT BLOWING | DETONATION CLEANER |  |  |  | SSB BV 3843 | 2000132741 | Sbds Ethylene Isolation Valve | Delete | 15TH FL AT P312 | VALVE |  |  | ES-SHC-003-SB-DS-EQUP_0003 | 3 | SB | DS | EQUP_0003 | J206 | 3843 |  |  | 2025-09-26 18:41 | Search Dashboard v1.2 STABLE.xlsm
| SOOT BLOWING | DETONATION CLEANER |  |  |  | SSB BV 3844 | 2000132743 | Sbds Ethylene Isolation Valve | Delete | 15TH FL AT P312 | VALVE |  |  | ES-SHC-003-SB-DS-EQUP_0003 | 3 | SB | DS | EQUP_0003 | J206 | 3844 |  |  | 2025-09-26 18:41 | Search Dashboard v1.2 STABLE.xlsm
| SOOT BLOWING | DETONATION CLEANER |  |  |  | SSB BV 3845 | 2000132745 | Sbds Ethylene Isolation Valve | Delete | 15TH FL AT P312 | VALVE |  |  | ES-SHC-003-SB-DS-EQUP_0003 | 3 | SB | DS | EQUP_0003 | J206 | 3845 |  |  | 2025-09-26 18:41 | Search Dashboard v1.2 STABLE.xlsm
| SOOT BLOWING | DETONATION CLEANER |  |  |  | SSB BV 3847 | 2000132747 | Sbds Ethylene Xmtr Isolation Valve | Delete | 2ND FL WEST | VALVE |  |  | ES-SHC-003-SB-DS-EQUP_0003 | 3 | SB | DS | EQUP_0003 | J206 | 3847 |  |  | 2025-09-26 18:41 | Search Dashboard v1.2 STABLE.xlsm
| SOOT BLOWING | DETONATION CLEANER |  |  |  | SSB BV 3848 | 2000132749 | Sbds Ethylene Xmtr Isolation Valve | Delete | 2ND FL WEST | VALVE |  |  | ES-SHC-003-SB-DS-EQUP_0003 | 3 | SB | DS | EQUP_0003 | J206 | 3848 |  |  | 2025-09-26 18:41 | Search Dashboard v1.2 STABLE.xlsm
| SOOT BLOWING | DETONATION CLEANER |  |  |  | SSB BV 3849 | 2000132751 | Sbds Ethylene Pressure Isolation Valve | Delete | 2ND FL WEST | VALVE |  |  | ES-SHC-003-SB-DS-EQUP_0003 | 3 | SB | DS | EQUP_0003 | J206 | 3849 |  |  | 2025-09-26 18:41 | Search Dashboard v1.2 STABLE.xlsm
| SOOT BLOWING | DETONATION CLEANER |  |  |  | SSB BV 3850 | 2000132753 | Sbds Ethylene Isolation Valve | Delete | 2ND FL WEST | VALVE |  |  | ES-SHC-003-SB-DS-EQUP_0003 | 3 | SB | DS | EQUP_0003 | J206 | 3850 |  |  | 2025-09-26 18:41 | Search Dashboard v1.2 STABLE.xlsm
| SOOT BLOWING | DETONATION CLEANER |  |  |  | SSB BV 3851 | 2000132755 | Sbds Ethylene Sys Bleed Isolation Valve | Delete | 2ND FL WEST | VALVE |  |  | ES-SHC-003-SB-DS-EQUP_0003 | 3 | SB | DS | EQUP_0003 | J206 | 3851 |  |  | 2025-09-26 18:41 | Search Dashboard v1.2 STABLE.xlsm
| SOOT BLOWING | DETONATION CLEANER |  |  |  | SSB BV 3852 | 2000132757 | Sbds Ethylene Sys Vent Valve Isolation | Delete | 2ND FL WEST | VALVE |  |  | ES-SHC-003-SB-DS-EQUP_0003 | 3 | SB | DS | EQUP_0003 | J206 | 3852 |  |  | 2025-09-26 18:41 | Search Dashboard v1.2 STABLE.xlsm
| SOOT BLOWING | DETONATION CLEANER |  |  |  | SSB BV 3853 | 2000132759 | Sbds Ethylene Reg Discharge Isolation Valve | Delete | SKID | VALVE |  |  | ES-SHC-003-SB-DS-EQUP_0003 | 3 | SB | DS | EQUP_0003 | J206 | 3853 |  |  | 2025-09-26 18:41 | Search Dashboard v1.2 STABLE.xlsm
| SOOT BLOWING | DETONATION CLEANER |  |  |  | SSB BV 3854 | 2000132761 | Sbds Ethylene Reg Bypass Isolation Valve | Delete | SKID | VALVE |  |  | ES-SHC-003-SB-DS-EQUP_0003 | 3 | SB | DS | EQUP_0003 | J206 | 3854 |  |  | 2025-09-26 18:41 | Search Dashboard v1.2 STABLE.xlsm
| SOOT BLOWING | DETONATION CLEANER |  |  |  | SSB BV 3855 | 2000132762 | Sbds Ethylene Reg Bypass Isolation Valve | Delete | SKID | VALVE |  |  | ES-SHC-003-SB-DS-EQUP_0003 | 3 | SB | DS | EQUP_0003 | J206 | 3855 |  |  | 2025-09-26 18:41 | Search Dashboard v1.2 STABLE.xlsm
| SOOT BLOWING | DETONATION CLEANER |  |  |  | SSB BV 3871 | 2000132764 | Sbds Ethylene North Pad Isolation Valve | Delete | SKID | VALVE |  |  | ES-SHC-003-SB-DS-EQUP_0003 | 3 | SB | DS | EQUP_0003 | J206 | 3871 |  |  | 2025-09-26 18:41 | Search Dashboard v1.2 STABLE.xlsm
| SOOT BLOWING | DETONATION CLEANER |  |  |  | SSB BV 3872 | 2000132767 | Sbds Ethylene South Pad Isolation Valve | Delete | SKID | VALVE |  |  | ES-SHC-003-SB-DS-EQUP_0003 | 3 | SB | DS | EQUP_0003 | J206 | 3872 |  |  | 2025-09-26 18:41 | Search Dashboard v1.2 STABLE.xlsm
| SOOT BLOWING | DETONATION CLEANER |  |  |  | SSB BV 3873 | 2000132769 | Sbds Ethylene Vent Isolation Valve | Delete | SKID | VALVE |  |  | ES-SHC-003-SB-DS-EQUP_0003 | 3 | SB | DS | EQUP_0003 | J206 | 3873 |  |  | 2025-09-26 18:41 | Search Dashboard v1.2 STABLE.xlsm
| SOOT BLOWING | DETONATION CLEANER |  |  |  | SSB BV 3876 | 2000132771 | Sbds Ethylene Emergency Isolation Valve | Delete | SKID | VALVE |  |  | ES-SHC-003-SB-DS-EQUP_0003 | 3 | SB | DS | EQUP_0003 | J206 | 3876 |  |  | 2025-09-26 18:41 | Search Dashboard v1.2 STABLE.xlsm
| SOOT BLOWING | DETONATION CLEANER |  |  |  | SSB BV 3877 | 2000132773 | Sbds Ethyl Inerting Vent Isolation Valve | Delete | SKID | VALVE |  |  | ES-SHC-003-SB-DS-EQUP_0003 | 3 | SB | DS | EQUP_0003 | J206 | 3877 |  |  | 2025-09-26 18:41 | Search Dashboard v1.2 STABLE.xlsm
| SOOT BLOWING | DETONATION CLEANER |  |  |  | SSB BV 3878 | 2000132774 | Sbds Ethylene Inerting Pressure Indicator Isolation Valve | Delete | 970 S312 OUTSIDE BLDG WALL | VALVE |  |  | ES-SHC-003-SB-DS-EQUP_0003 | 3 | SB | DS | EQUP_0003 | J206 | 3878 |  |  | 2025-09-26 18:41 | Search Dashboard v1.2 STABLE.xlsm
| SOOT BLOWING | DETONATION CLEANER |  |  |  | SSB BV 3879 | 2000132776 | Sbds Ethyl Inerting Fill Isolation Valve | Delete | 970 S312 OUTSIDE BLDG WALL | VALVE |  |  | ES-SHC-003-SB-DS-EQUP_0003 | 3 | SB | DS | EQUP_0003 | J206 | 3879 |  |  | 2025-09-26 18:41 | Search Dashboard v1.2 STABLE.xlsm
| SOOT BLOWING | DETONATION CLEANER |  |  |  | SSB BV 3881 | 2000132778 | Sbds Ethylene Solenoid Isolation Valve | Delete | SKID | VALVE |  |  | ES-SHC-003-SB-DS-EQUP_0003 | 3 | SB | DS | EQUP_0003 | J206 | 3881 |  |  | 2025-09-26 18:41 | Search Dashboard v1.2 STABLE.xlsm
| SOOT BLOWING | DETONATION CLEANER |  |  |  | SSB BV 3883 | 2000132781 | Sbds Ethylene Solenoid Isolation Valve | Delete | SKID | VALVE |  |  | ES-SHC-003-SB-DS-EQUP_0003 | 3 | SB | DS | EQUP_0003 | J206 | 3883 |  |  | 2025-09-26 18:41 | Search Dashboard v1.2 STABLE.xlsm
| SOOT BLOWING | DETONATION CLEANER |  |  |  | SSB BV 3887 | 2000132783 | Sbds Oxid Air Flow Xmtr Isolation | Delete | 16 1/2 FL WEST - EAST OF N312 | VALVE |  |  | ES-SHC-003-SB-DS-EQUP_0003 | 3 | SB | DS | EQUP_0003 | J206 | 3887 |  |  | 2025-09-26 18:41 | Search Dashboard v1.2 STABLE.xlsm
| SOOT BLOWING | DETONATION CLEANER |  |  |  | SSB BV 3888 | 2000132784 | Sbds Oxid Air Flow Xmtr Isolation | Delete | 16 1/2 FL WEST - EAST OF N312 | VALVE |  |  | ES-SHC-003-SB-DS-EQUP_0003 | 3 | SB | DS | EQUP_0003 | J206 | 3888 |  |  | 2025-09-26 18:41 | Search Dashboard v1.2 STABLE.xlsm
| SOOT BLOWING | DETONATION CLEANER |  |  |  | SSB BV 3889 | 2000132786 | Sbds Oxid Air DP Xmtr Isolation | Delete | 16 1/2 FL WEST - EAST OF N312 | VALVE |  |  | ES-SHC-003-SB-DS-EQUP_0003 | 3 | SB | DS | EQUP_0003 | J206 | 3889 |  |  | 2025-09-26 18:41 | Search Dashboard v1.2 STABLE.xlsm
| SOOT BLOWING | DETONATION CLEANER |  |  |  | SSB BV 3890 | 2000132788 | Sbds Oxid Air DP Xmtr Isolation | Delete | 16 1/2 FL WEST - EAST OF N312 | VALVE |  |  | ES-SHC-003-SB-DS-EQUP_0003 | 3 | SB | DS | EQUP_0003 | J206 | 3890 |  |  | 2025-09-26 18:41 | Search Dashboard v1.2 STABLE.xlsm
| SOOT BLOWING | DETONATION CLEANER |  |  |  | SSB BV 3891 | 2000132790 | Sbds Oxid Air Filter 2 Isolation | Delete | 16 1/2 FL WEST - EAST OF N312 | VALVE |  |  | ES-SHC-003-SB-DS-EQUP_0003 | 3 | SB | DS | EQUP_0003 | J206 | 3891 |  |  | 2025-09-26 18:41 | Search Dashboard v1.2 STABLE.xlsm
| SOOT BLOWING | DETONATION CLEANER |  |  |  | SSB BV 3892 | 2000132793 | Sbds Oxid Air Filter 2 Isolation | Delete | 16 1/2 FL WEST - EAST OF N312 | VALVE |  |  | ES-SHC-003-SB-DS-EQUP_0003 | 3 | SB | DS | EQUP_0003 | J206 | 3892 |  |  | 2025-09-26 18:41 | Search Dashboard v1.2 STABLE.xlsm
| SOOT BLOWING | DETONATION CLEANER |  |  |  | SSB BV 3893 | 2000132795 | Sbds Oxid Air Filter 1 Isolation | Delete | 16 1/2 FL WEST - EAST OF N312 | VALVE |  |  | ES-SHC-003-SB-DS-EQUP_0003 | 3 | SB | DS | EQUP_0003 | J206 | 3893 |  |  | 2025-09-26 18:41 | Search Dashboard v1.2 STABLE.xlsm
| SOOT BLOWING | DETONATION CLEANER |  |  |  | SSB BV 3894 | 2000132796 | Sbds Oxid Air Filter 1 Isolation | Delete | 16 1/2 FL WEST - EAST OF N312 | VALVE |  |  | ES-SHC-003-SB-DS-EQUP_0003 | 3 | SB | DS | EQUP_0003 | J206 | 3894 |  |  | 2025-09-26 18:41 | Search Dashboard v1.2 STABLE.xlsm
| SOOT BLOWING | DETONATION CLEANER |  |  |  | SSB BV 3895 | 2000132799 | Sbds Oxid Air Pressure Xmtr Isolation | Delete | 16 1/2 FL WEST - EAST OF N312 | VALVE |  |  | ES-SHC-003-SB-DS-EQUP_0003 | 3 | SB | DS | EQUP_0003 | J206 | 3895 |  |  | 2025-09-26 18:41 | Search Dashboard v1.2 STABLE.xlsm
| SOOT BLOWING | DETONATION CLEANER |  |  |  | SSB BV 3896 | 2000132900 | Sbds Oxid Air Receiver Tank Drain Valve | Delete | 16 FLR WEST - S OF N310 | VALVE |  |  | ES-SHC-003-SB-DS-EQUP_0003 | 3 | SB | DS | EQUP_0003 | J206 | 3896 |  |  | 2025-09-26 18:41 | Search Dashboard v1.2 STABLE.xlsm
| SOOT BLOWING | DETONATION CLEANER |  |  |  | SSB BV 3897 | 2000132903 | Sbds Oxid Air Receiver Tank Isolation Valve | Delete | 16 FLR WEST - S OF N310 | VALVE |  |  | ES-SHC-003-SB-DS-EQUP_0003 | 3 | SB | DS | EQUP_0003 | J206 | 3897 |  |  | 2025-09-26 18:41 | Search Dashboard v1.2 STABLE.xlsm
| SOOT BLOWING | DETONATION CLEANER |  |  |  | SSB BV 3898 | 2000132905 | Sbds Oxid Air Receiver Tank Pressure Indicator Isolation Valve | Delete | 16 FLR WEST - S OF N310 | VALVE |  |  | ES-SHC-003-SB-DS-EQUP_0003 | 3 | SB | DS | EQUP_0003 | J206 | 3898 |  |  | 2025-09-26 18:41 | Search Dashboard v1.2 STABLE.xlsm
| SOOT BLOWING | DETONATION CLEANER |  |  |  | SSB BV 3899 | 2000132907 | Sbds Oxid Air Receiver Tank Bypass Valve | Delete | 16 FLR WEST - S OF N310 | VALVE |  |  | ES-SHC-003-SB-DS-EQUP_0003 | 3 | SB | DS | EQUP_0003 | J206 | 3899 |  |  | 2025-09-26 18:41 | Search Dashboard v1.2 STABLE.xlsm
| SOOT BLOWING | DETONATION CLEANER |  |  |  | SSB BV 3901 | 2000132908 | Sbds Oxid Air Receiver Tank Isolation Valve | Delete | 16 FLR WEST - S OF N310 | VALVE |  |  | ES-SHC-003-SB-DS-EQUP_0003 | 3 | SB | DS | EQUP_0003 | J206 | 3901 |  |  | 2025-09-26 18:41 | Search Dashboard v1.2 STABLE.xlsm
| SOOT BLOWING | ACOUSTIC CLEANER |  |  |  | SSB BV 3922 | 2000132910 | Sbas Air Receiver Inlet Valve | Delete | 5TH FL BOILER BUILDING NORTH | VALVE |  |  | ES-SHC-003-SB-AS-EQUP_0003 | 3 | SB | AS | EQUP_0003 | J206 | 3922 |  |  | 2025-09-26 18:41 | Search Dashboard v1.2 STABLE.xlsm
| SOOT BLOWING | ACOUSTIC CLEANER |  |  |  | SSB BV 3923 | 2000132912 | Sbas Pressure Indicator 2 Isolation Valve | Delete | 5TH FL BOILER BUILDING NORTH | VALVE |  |  | ES-SHC-003-SB-AS-EQUP_0003 | 3 | SB | AS | EQUP_0003 | J206 | 3923 |  |  | 2025-09-26 18:41 | Search Dashboard v1.2 STABLE.xlsm
| SOOT BLOWING | ACOUSTIC CLEANER |  |  |  | SSB BV 3924 | 2000132914 | Sbas Air Receiver Outlet Valve | Delete | 5TH FL BOILER BUILDING NORTH | VALVE |  |  | ES-SHC-003-SB-AS-EQUP_0003 | 3 | SB | AS | EQUP_0003 | J206 | 3924 |  |  | 2025-09-26 18:41 | Search Dashboard v1.2 STABLE.xlsm
| SOOT BLOWING | ACOUSTIC CLEANER |  |  |  | SSB BV 3925 | 2000132916 | Sbas Air Receiver Drain Valve | Delete | 5TH FL BOILER BUILDING NORTH | VALVE |  |  | ES-SHC-003-SB-AS-EQUP_0003 | 3 | SB | AS | EQUP_0003 | J206 | 3925 |  |  | 2025-09-26 18:41 | Search Dashboard v1.2 STABLE.xlsm
| SOOT BLOWING | ACOUSTIC CLEANER |  |  |  | SSB BV 3926 | 2000132918 | Sbas Air Receiver Bypass Valve | Delete | 5TH FL BOILER BUILDING NORTH | VALVE |  |  | ES-SHC-003-SB-AS-EQUP_0003 | 3 | SB | AS | EQUP_0003 | J206 | 3926 |  |  | 2025-09-26 18:41 | Search Dashboard v1.2 STABLE.xlsm
| SOOT BLOWING | ACOUSTIC CLEANER |  |  |  | SSB BV 3927 | 2000132920 | Sbas Air Hv-4 Isolation Valve | Delete | 5TH FL BOILER BUILDING NORTH | VALVE |  |  | ES-SHC-003-SB-AS-EQUP_0003 | 3 | SB | AS | EQUP_0003 | J206 | 3927 |  |  | 2025-09-26 18:41 | Search Dashboard v1.2 STABLE.xlsm
| SOOT BLOWING | ACOUSTIC CLEANER |  |  |  | SSB BV 3928 | 2000132922 | Sbas Pressure Indicator 1 Isolation Valve | Delete | 5TH FL BOILER BUILDING NORTH | VALVE |  |  | ES-SHC-003-SB-AS-EQUP_0003 | 3 | SB | AS | EQUP_0003 | J206 | 3928 |  |  | 2025-09-26 18:41 | Search Dashboard v1.2 STABLE.xlsm
| SOOT BLOWING | ACOUSTIC CLEANER |  |  |  | SSB BV 3929 | 2000132924 | Sbas Pressure Transmitter 30390 Isolation Valve | Delete | 5TH FL BOILER BUILDING NORTH | VALVE |  |  | ES-SHC-003-SB-AS-EQUP_0003 | 3 | SB | AS | EQUP_0003 | J206 | 3929 |  |  | 2025-09-26 18:41 | Search Dashboard v1.2 STABLE.xlsm
| SOOT BLOWING | ACOUSTIC CLEANER |  |  |  | SSB BV 3930 | 2000132926 | Sbas Inst Isolation Valve | Delete | 5TH FL BOILER BUILDING NORTH | VALVE |  |  | ES-SHC-003-SB-AS-EQUP_0003 | 3 | SB | AS | EQUP_0003 | J206 | 3930 |  |  | 2025-09-26 18:41 | Search Dashboard v1.2 STABLE.xlsm
| SOOT BLOWING | ACOUSTIC CLEANER |  |  |  | SSB BV 3931 | 2000132928 | Sbas Lwr Horn Isolation Valve | Delete | 5TH FL BOILER BUILDING NORTH | VALVE |  | NA | ES-SHC-003-SB-AS-EQUP_0003 | 3 | SB | AS | EQUP_0003 | J206 | 3931 |  |  | 2025-09-26 18:41 | Search Dashboard v1.2 STABLE.xlsm
| SOOT BLOWING | ACOUSTIC CLEANER |  |  |  | SSB BV 3932 | 2000132930 | Sbas Upr Horn Isolation Valve | Delete | 5TH FL BOILER BUILDING NORTH | VALVE |  | NA | ES-SHC-003-SB-AS-EQUP_0003 | 3 | SB | AS | EQUP_0003 | J206 | 3932 |  |  | 2025-09-26 18:41 | Search Dashboard v1.2 STABLE.xlsm
| SOOT BLOWING | ACOUSTIC CLEANER |  |  |  | SSB BV 3933 | 2000132932 | Sbas Air Supply Isolation Valve | Delete | 5TH FL BOILER BUILDING NORTH | VALVE |  |  | ES-SHC-003-SB-AS-EQUP_0003 | 3 | SB | AS | EQUP_0003 | J206 | 3933 |  |  | 2025-09-26 18:41 | Search Dashboard v1.2 STABLE.xlsm
| SOOT BLOWING | DETONATION CLEANER |  |  |  | SSB BV 3937 | 2000132934 | Sbds Purge Air System Isolation | Delete |  | VALVE |  |  | ES-SHC-003-SB-DS-EQUP_0003 | 3 | SB | DS | EQUP_0003 | J206 | 3937 |  |  | 2025-09-26 18:41 | Search Dashboard v1.2 STABLE.xlsm
| SOOT BLOWING | DETONATION CLEANER |  |  |  | SSB BV 3939 | 2000132936 | Sbds1 Purge Air Isolation Valve | Delete | 15TH FL SOUTH WALL OF CONV PASS - EAST SIDE | VALVE |  |  | ES-SHC-003-SB-DS-EQUP_0003 | 3 | SB | DS | EQUP_0003 | J206 | 3939 |  |  | 2025-09-26 18:41 | Search Dashboard v1.2 STABLE.xlsm
| SOOT BLOWING | DETONATION CLEANER |  |  |  | SSB BV 3940 | 2000132939 | Sbds2 Purge Air Isolation Valve | Delete | 15TH FL SOUTH WALL OF CONV PASS - CENTER | VALVE |  |  | ES-SHC-003-SB-DS-EQUP_0003 | 3 | SB | DS | EQUP_0003 | J206 | 3940 |  |  | 2025-09-26 18:41 | Search Dashboard v1.2 STABLE.xlsm
| SOOT BLOWING | DETONATION CLEANER |  |  |  | SSB BV 3941 | 2000132941 | Sbds3 Purge Air Isolation Valve | Delete | 15TH FL SOUTH WALL OF CONV PASS - WEST SIDE | VALVE |  |  | ES-SHC-003-SB-DS-EQUP_0003 | 3 | SB | DS | EQUP_0003 | J206 | 3941 |  |  | 2025-09-26 18:41 | Search Dashboard v1.2 STABLE.xlsm
| SOOT BLOWING | DETONATION CLEANER |  |  |  | SSB BV 3942 | 2000132942 | Sbds4 Purge Air Isolation Valve | Delete | 15TH FL NORTH WALL - BETWEEN Q306A & Q307A | VALVE |  |  | ES-SHC-003-SB-DS-EQUP_0003 | 3 | SB | DS | EQUP_0003 | J206 | 3942 |  |  | 2025-09-26 18:41 | Search Dashboard v1.2 STABLE.xlsm
| SOOT BLOWING | DETONATION CLEANER |  |  |  | SSB BV 3943 | 2000132944 | Sbds5 Purge Air Isolation Valve | Delete | 15TH FL NORTH WALL - BETWEEN Q308 & Q307A | VALVE |  |  | ES-SHC-003-SB-DS-EQUP_0003 | 3 | SB | DS | EQUP_0003 | J206 | 3943 |  |  | 2025-09-26 18:41 | Search Dashboard v1.2 STABLE.xlsm
| SOOT BLOWING | DETONATION CLEANER |  |  |  | SSB BV 3944 | 2000132946 | Sbds6 Purge Air Isolation Valve | Delete | 15TH FL NORTH WALL - BETWEEN Q308 & Q308B | VALVE |  |  | ES-SHC-003-SB-DS-EQUP_0003 | 3 | SB | DS | EQUP_0003 | J206 | 3944 |  |  | 2025-09-26 18:41 | Search Dashboard v1.2 STABLE.xlsm
| SOOT BLOWING | DETONATION CLEANER |  |  |  | SSB BV 3945 | 2000132948 | Sbds7 Purge Air Isolation Valve | Delete | 16TH FL SOUTH WALL OF CONV PASS - EAST SIDE | VALVE |  |  | ES-SHC-003-SB-DS-EQUP_0003 | 3 | SB | DS | EQUP_0003 | J206 | 3945 |  |  | 2025-09-26 18:41 | Search Dashboard v1.2 STABLE.xlsm
| SOOT BLOWING | DETONATION CLEANER |  |  |  | SSB BV 3946 | 2000132950 | Sbds8 Purge Air Isolation Valve | Delete | 16TH FL SOUTH WALL OF CONV PASS - CENTER | VALVE |  |  | ES-SHC-003-SB-DS-EQUP_0003 | 3 | SB | DS | EQUP_0003 | J206 | 3946 |  |  | 2025-09-26 18:41 | Search Dashboard v1.2 STABLE.xlsm
| SOOT BLOWING | DETONATION CLEANER |  |  |  | SSB BV 3947 | 2000132952 | Sbds9 Purge Air Isolation Valve | Delete | 16TH FL SOUTH WALL OF CONV PASS - WEST SIDE | VALVE |  |  | ES-SHC-003-SB-DS-EQUP_0003 | 3 | SB | DS | EQUP_0003 | J206 | 3947 |  |  | 2025-09-26 18:41 | Search Dashboard v1.2 STABLE.xlsm
| SOOT BLOWING | DETONATION CLEANER |  |  |  | SSB BV 3948 | 2000132954 | Sbds10 Purge Air Isolation Valve | Delete | 16TH FL NORTH WALL - BETWEEN Q306A & Q307A | VALVE |  |  | ES-SHC-003-SB-DS-EQUP_0003 | 3 | SB | DS | EQUP_0003 | J206 | 3948 |  |  | 2025-09-26 18:41 | Search Dashboard v1.2 STABLE.xlsm
| SOOT BLOWING | DETONATION CLEANER |  |  |  | SSB BV 3949 | 2000132956 | Sbds11 Purge Air Isolation Valve | Delete | 16TH FL NORTH WALL - BETWEEN Q308 & Q307A | VALVE |  |  | ES-SHC-003-SB-DS-EQUP_0003 | 3 | SB | DS | EQUP_0003 | J206 | 3949 |  |  | 2025-09-26 18:41 | Search Dashboard v1.2 STABLE.xlsm
| SOOT BLOWING | DETONATION CLEANER |  |  |  | SSB BV 3950 | 2000132958 | Sbds12 Purge Air Isolation Valve | Delete | 16TH FL NORTH WALL - BETWEEN Q308 & Q308B | VALVE |  |  | ES-SHC-003-SB-DS-EQUP_0003 | 3 | SB | DS | EQUP_0003 | J206 | 3950 |  |  | 2025-09-26 18:41 | Search Dashboard v1.2 STABLE.xlsm
| SOOT BLOWING | DETONATION CLEANER |  |  |  | SSB BV 3951 | 2000132960 | Sbds13 Purge Air Isolation Valve | Delete | 17TH FL SOUTH WALL OF CONV PASS - EAST SIDE | VALVE |  |  | ES-SHC-003-SB-DS-EQUP_0003 | 3 | SB | DS | EQUP_0003 | J206 | 3951 |  |  | 2025-09-26 18:41 | Search Dashboard v1.2 STABLE.xlsm
| SOOT BLOWING | DETONATION CLEANER |  |  |  | SSB BV 3952 | 2000132962 | Sbds14 Purge Air Isolation Valve | Delete | 17TH FL SOUTH WALL OF CONV PASS - CENTER | VALVE |  |  | ES-SHC-003-SB-DS-EQUP_0003 | 3 | SB | DS | EQUP_0003 | J206 | 3952 |  |  | 2025-09-26 18:41 | Search Dashboard v1.2 STABLE.xlsm
| SOOT BLOWING | DETONATION CLEANER |  |  |  | SSB BV 3953 | 2000132964 | Sbds15 Purge Air Isolation Valve | Delete | 17TH FL SOUTH WALL OF CONV PASS - WEST SIDE | VALVE |  |  | ES-SHC-003-SB-DS-EQUP_0003 | 3 | SB | DS | EQUP_0003 | J206 | 3953 |  |  | 2025-09-26 18:41 | Search Dashboard v1.2 STABLE.xlsm
| SOOT BLOWING | DETONATION CLEANER |  |  |  | SSB BV 3954 | 2000132966 | Sbds16 Purge Air Isolation Valve | Delete | 17TH FL NORTH WALL - BETWEEN Q306A & Q307A | VALVE |  |  | ES-SHC-003-SB-DS-EQUP_0003 | 3 | SB | DS | EQUP_0003 | J206 | 3954 |  |  | 2025-09-26 18:41 | Search Dashboard v1.2 STABLE.xlsm
| SOOT BLOWING | DETONATION CLEANER |  |  |  | SSB BV 3955 | 2000132968 | Sbds17 Purge Air Isolation Valve | Delete | 17TH FL NORTH WALL - BETWEEN Q308 & Q307A | VALVE |  |  | ES-SHC-003-SB-DS-EQUP_0003 | 3 | SB | DS | EQUP_0003 | J206 | 3955 |  |  | 2025-09-26 18:41 | Search Dashboard v1.2 STABLE.xlsm
| SOOT BLOWING | DETONATION CLEANER |  |  |  | SSB BV 3956 | 2000132970 | Sbds18 Purge Air Isolation Valve | Delete | 17TH FL NORTH WALL - BETWEEN Q308 & Q308B | VALVE |  |  | ES-SHC-003-SB-DS-EQUP_0003 | 3 | SB | DS | EQUP_0003 | J206 | 3956 |  |  | 2025-09-26 18:41 | Search Dashboard v1.2 STABLE.xlsm
| SOOT BLOWING | DETONATION CLEANER |  |  |  | SSB BV 3983 | 2000132973 | Sbds Ethylene Purge Gas Isolation Valve | Delete | SKID | MISC |  |  | ES-SHC-003-SB-DS-EQUP_0003 | 3 | SB | DS | EQUP_0003 | J206 |  |  |  | 2025-09-26 18:41 | Search Dashboard v1.2 STABLE.xlsm
| SOOT BLOWING | DETONATION CLEANER |  |  |  | SSB BV 3984 | 2000132975 | Sbds Ethylene Vent Isolation Valve | Delete | SKID | MISC |  |  | ES-SHC-003-SB-DS-EQUP_0003 | 3 | SB | DS | EQUP_0003 | J206 |  |  |  | 2025-09-26 18:41 | Search Dashboard v1.2 STABLE.xlsm
| SOOT BLOWING | DETONATION CLEANER |  |  |  | SSB BV 3985 | 2000132977 | Sbds Purge-cooling Air Pressure Switch Isolation Valv | Delete | 16 1/2 FL WEST SIDE BOILER | MISC |  |  | ES-SHC-003-SB-DS-EQUP_0003 | 3 | SB | DS | EQUP_0003 | J206 |  |  |  | 2025-09-26 18:41 | Search Dashboard v1.2 STABLE.xlsm
| SOOT BLOWING | DETONATION CLEANER |  |  |  | SSB BV 3986 | 2000132979 | Sbds Purge-cooling Air Pressure Indicator Isolation Valv | Delete | 16 1/2 FL WEST - EAST OF N312 | MISC |  |  | ES-SHC-003-SB-DS-EQUP_0003 | 3 | SB | DS | EQUP_0003 | J206 |  |  |  | 2025-09-26 18:41 | Search Dashboard v1.2 STABLE.xlsm
| SOOT BLOWING | DETONATION CLEANER |  |  |  | SSB BV 3987 | 2000132981 | Sbds Purge-cooling Air Isolation Valve | Delete | 18 1/2 FL AT COLUMN P310 | MISC |  |  | ES-SHC-003-SB-DS-EQUP_0003 | 3 | SB | DS | EQUP_0003 | J206 |  |  |  | 2025-09-26 18:41 | Search Dashboard v1.2 STABLE.xlsm
| SOOT BLOWING | DETONATION CLEANER |  |  |  | SSB BV 3993 | 2000132983 | Sbds Purge Air System Isolation | Delete | 14 1/2 FL AT N310A | VALVE |  |  | ES-SHC-003-SB-DS-EQUP_0003 | 3 | SB | DS | EQUP_0003 | J206 | 3993 |  |  | 2025-09-26 18:41 | Search Dashboard v1.2 STABLE.xlsm
| SOOT BLOWING | DETONATION CLEANER |  |  |  | SSB BV 4001 | 2000132984 | Main Dcp Purge Air Supply Isolation Valve | Delete | 19TH FLR WEST SIDE | MISC |  |  | ES-SHC-003-SB-DS-EQUP_0003 | 3 | SB | DS | EQUP_0003 | J206 |  |  |  | 2025-09-26 18:41 | Search Dashboard v1.2 STABLE.xlsm
| SOOT BLOWING | DETONATION CLEANER |  |  |  | SSB CV 3730*P | 2000133339 | Sbds-1 Combustion Air Inlet Pressure Rgltr | Delete | 15TH FL N306 30' WEST CONVECTIVE PASS, SOUTH WALL | RGLTR |  |  | ES-SHC-003-SB-DS-EQUP_0002 | 3 | SB | DS | EQUP_0002 | J206 |  |  |  | 2025-09-26 18:41 | Search Dashboard v1.2 STABLE.xlsm
| SOOT BLOWING | DETONATION CLEANER |  |  |  | SSB CV 3731*P | 2000133341 | Sbds-2 Combustion Air Inlet Pressure Rgltr | Delete | 15TH FL N306 65' WEST CONVECTIVE PASS, SOUTH WALL | RGLTR |  |  | ES-SHC-003-SB-DS-EQUP_0002 | 3 | SB | DS | EQUP_0002 | J206 |  |  |  | 2025-09-26 18:41 | Search Dashboard v1.2 STABLE.xlsm
| SOOT BLOWING | DETONATION CLEANER |  |  |  | SSB CV 3732*P | 2000133343 | Sbds-3 Combustion Air Inlet Pressure Rgltr | Delete | 15TH FL N310 30' EAST CONVECTIVE PASS, SOUTH WALL | RGLTR |  |  | ES-SHC-003-SB-DS-EQUP_0002 | 3 | SB | DS | EQUP_0002 | J206 |  |  |  | 2025-09-26 18:41 | Search Dashboard v1.2 STABLE.xlsm
| SOOT BLOWING | DETONATION CLEANER |  |  |  | SSB CV 3733*P | 2000133344 | Sbds-4 Combustion Air Inlet Pressure Rgltr | Delete | 15TH FL 25' SW OF Q-306A CONVECTIVE PASS NORT WALL | RGLTR |  |  | ES-SHC-003-SB-DS-EQUP_0002 | 3 | SB | DS | EQUP_0002 | J206 |  |  |  | 2025-09-26 18:41 | Search Dashboard v1.2 STABLE.xlsm
| SOOT BLOWING | DETONATION CLEANER |  |  |  | SSB CV 3734*P | 2000133347 | Sbds-5 Combustion Air Inlet Pressure Rgltr | Delete | 15TH FL 15' SW OF Q-307A CONVECTIVE PASS NORT WALL | RGLTR |  |  | ES-SHC-003-SB-DS-EQUP_0002 | 3 | SB | DS | EQUP_0002 | J206 |  |  |  | 2025-09-26 18:41 | Search Dashboard v1.2 STABLE.xlsm
| SOOT BLOWING | DETONATION CLEANER |  |  |  | SSB CV 3735*P | 2000133349 | Sbds-6 Combustion Air Inlet Pressure Rgltr | Delete | 15TH FL 25' SE OF Q-308B CONVECTIVE PASS NORT WALL | RGLTR |  |  | ES-SHC-003-SB-DS-EQUP_0002 | 3 | SB | DS | EQUP_0002 | J206 |  |  |  | 2025-09-26 18:41 | Search Dashboard v1.2 STABLE.xlsm
| SOOT BLOWING | DETONATION CLEANER |  |  |  | SSB CV 3736*P | 2000133350 | Sbds-7 Combustion Air Inlet Pressure Rgltr | Delete | 16TH FL 30' W OF N-306 CONVECTIVE PASS SOUTH WALL | RGLTR |  |  | ES-SHC-003-SB-DS-EQUP_0002 | 3 | SB | DS | EQUP_0002 | J206 |  |  |  | 2025-09-26 18:41 | Search Dashboard v1.2 STABLE.xlsm
| SOOT BLOWING | DETONATION CLEANER |  |  |  | SSB CV 3737*P | 2000133353 | Sbds-8 Combustion Air Inlet Pressure Rgltr | Delete | 16TH FL 65' W OF N-306 CONVECTIVE PASS SOUTH WALL | RGLTR |  |  | ES-SHC-003-SB-DS-EQUP_0002 | 3 | SB | DS | EQUP_0002 | J206 |  |  |  | 2025-09-26 18:41 | Search Dashboard v1.2 STABLE.xlsm
| SOOT BLOWING | DETONATION CLEANER |  |  |  | SSB CV 3738*P | 2000133355 | Sbds-9 Combustion Air Inlet Pressure Rgltr | Delete | 16TH FL 30' E OF N-310 CONVECTIVE PASS SOUTH WALL | RGLTR |  |  | ES-SHC-003-SB-DS-EQUP_0002 | 3 | SB | DS | EQUP_0002 | J206 |  |  |  | 2025-09-26 18:41 | Search Dashboard v1.2 STABLE.xlsm
| SOOT BLOWING | DETONATION CLEANER |  |  |  | SSB CV 3739*P | 2000133357 | Sbds-10 Combustion Air Inlet Pressure Rgltr | Delete | 16TH FL 25' SW OF Q-306A CONVECTIVE PASS NORT WALL | RGLTR |  |  | ES-SHC-003-SB-DS-EQUP_0002 | 3 | SB | DS | EQUP_0002 | J206 |  |  |  | 2025-09-26 18:41 | Search Dashboard v1.2 STABLE.xlsm
| SOOT BLOWING | DETONATION CLEANER |  |  |  | SSB CV 3740*P | 2000133359 | Sbds-11 Combustion Air Inlet Pressure Rgltr | Delete | 16TH FL 30' SW OF Q-307A CONVECTIVE PASS NORT WALL | RGLTR |  |  | ES-SHC-003-SB-DS-EQUP_0002 | 3 | SB | DS | EQUP_0002 | J206 |  |  |  | 2025-09-26 18:41 | Search Dashboard v1.2 STABLE.xlsm
| SOOT BLOWING | DETONATION CLEANER |  |  |  | SSB CV 3741*P | 2000133360 | Sbds-12 Combustion Air Inlet Pressure Rgltr | Delete | 16TH FL 25' SE OF Q-308B CONVECTIVE PASS NORT WALL | RGLTR |  |  | ES-SHC-003-SB-DS-EQUP_0002 | 3 | SB | DS | EQUP_0002 | J206 |  |  |  | 2025-09-26 18:41 | Search Dashboard v1.2 STABLE.xlsm
| SOOT BLOWING | DETONATION CLEANER |  |  |  | SSB CV 3742*P | 2000133363 | Sbds-13 Combustion Air Inlet Pressure Rgltr | Delete | 17TH FL 30' W OF N306 CONVECTIVE PASS SOUTH WALL | RGLTR |  |  | ES-SHC-003-SB-DS-EQUP_0002 | 3 | SB | DS | EQUP_0002 | J206 |  |  |  | 2025-09-26 18:41 | Search Dashboard v1.2 STABLE.xlsm
| SOOT BLOWING | DETONATION CLEANER |  |  |  | SSB CV 3743*P | 2000133365 | Sbds-14 Combustion Air Inlet Pressure Rgltr | Delete | 17TH FL 65' W OF N306 CONVECTIVE PASS SOUTH WALL | RGLTR |  |  | ES-SHC-003-SB-DS-EQUP_0002 | 3 | SB | DS | EQUP_0002 | J206 |  |  |  | 2025-09-26 18:41 | Search Dashboard v1.2 STABLE.xlsm
| SOOT BLOWING | DETONATION CLEANER |  |  |  | SSB CV 3744*P | 2000133367 | Sbds-15 Combustion Air Inlet Pressure Rgltr | Delete | 17TH FL 30' E OF N310 CONVECTIVE PASS SOUTH WALL | RGLTR |  |  | ES-SHC-003-SB-DS-EQUP_0002 | 3 | SB | DS | EQUP_0002 | J206 |  |  |  | 2025-09-26 18:41 | Search Dashboard v1.2 STABLE.xlsm
| SOOT BLOWING | DETONATION CLEANER |  |  |  | SSB CV 3745*P | 2000133369 | Sbds-16 Combustion Air Inlet Pressure Rgltr | Delete | 17TH FL 25' SW OF Q-306A CONVECTIVE PASS NORT WALL | RGLTR |  |  | ES-SHC-003-SB-DS-EQUP_0002 | 3 | SB | DS | EQUP_0002 | J206 |  |  |  | 2025-09-26 18:41 | Search Dashboard v1.2 STABLE.xlsm
| SOOT BLOWING | DETONATION CLEANER |  |  |  | SSB CV 3746*P | 2000133371 | Sbds-17 Combustion Air Inlet Pressure Rgltr | Delete | 17TH FL 30' SW OF Q-307A CONVECTIVE PASS NORT WALL | RGLTR |  |  | ES-SHC-003-SB-DS-EQUP_0002 | 3 | SB | DS | EQUP_0002 | J206 |  |  |  | 2025-09-26 18:41 | Search Dashboard v1.2 STABLE.xlsm
| SOOT BLOWING | DETONATION CLEANER |  |  |  | SSB CV 3747*P | 2000133373 | Sbds-18 Combustion Air Inlet Pressure Rgltr | Delete | 17TH FL 30' SW OF Q-307A CONVECTIVE PASS NORT WALL | RGLTR |  |  | ES-SHC-003-SB-DS-EQUP_0002 | 3 | SB | DS | EQUP_0002 | J206 |  |  |  | 2025-09-26 18:41 | Search Dashboard v1.2 STABLE.xlsm
| SOOT BLOWING | DETONATION CLEANER |  |  |  | SSB CV 3748*P | 2000133375 | Sbds-1 Ethylene Fuel Pressure Regulator | Delete | 15TH FL N306 30' WEST CONVECTIVE PASS, SOUTH WALL | RGLTR |  |  | ES-SHC-003-SB-DS-EQUP_0002 | 3 | SB | DS | EQUP_0002 | J206 |  |  |  | 2025-09-26 18:41 | Search Dashboard v1.2 STABLE.xlsm
| SOOT BLOWING | DETONATION CLEANER |  |  |  | SSB CV 3749*P | 2000133377 | Sbds-2 Ethylene Fuel Pressure Regulator | Delete | 15TH FL N306 65' WEST CONVECTIVE PASS, SOUTH WALL | RGLTR |  |  | ES-SHC-003-SB-DS-EQUP_0002 | 3 | SB | DS | EQUP_0002 | J206 |  |  |  | 2025-09-26 18:41 | Search Dashboard v1.2 STABLE.xlsm
| SOOT BLOWING | DETONATION CLEANER |  |  |  | SSB CV 3750*P | 2000133379 | Sbds-3 Ethylene Fuel Pressure Regulator | Delete | 15TH FL N310 30' EAST CONVECTIVE PASS, SOUTH WALL | RGLTR |  |  | ES-SHC-003-SB-DS-EQUP_0002 | 3 | SB | DS | EQUP_0002 | J206 |  |  |  | 2025-09-26 18:41 | Search Dashboard v1.2 STABLE.xlsm
| SOOT BLOWING | DETONATION CLEANER |  |  |  | SSB CV 3751*P | 2000133381 | Sbds-4 Ethylene Fuel Pressure Regulator | Delete | 15TH FL 25' SW OF Q-306A CONVECTIVE PASS NORT WALL | RGLTR |  |  | ES-SHC-003-SB-DS-EQUP_0002 | 3 | SB | DS | EQUP_0002 | J206 |  |  |  | 2025-09-26 18:41 | Search Dashboard v1.2 STABLE.xlsm
| SOOT BLOWING | DETONATION CLEANER |  |  |  | SSB CV 3752*P | 2000133383 | Sbds-5 Ethylene Fuel Pressure Regulator | Delete | 15TH FL 15' SW OF Q-307A CONVECTIVE PASS NORT WALL | RGLTR |  |  | ES-SHC-003-SB-DS-EQUP_0002 | 3 | SB | DS | EQUP_0002 | J206 |  |  |  | 2025-09-26 18:41 | Search Dashboard v1.2 STABLE.xlsm
| SOOT BLOWING | DETONATION CLEANER |  |  |  | SSB CV 3753*P | 2000133385 | Sbds-6 Ethylene Fuel Pressure Regulator | Delete | 15TH FL 25' SE OF Q-308B CONVECTIVE PASS NORT WALL | RGLTR |  |  | ES-SHC-003-SB-DS-EQUP_0002 | 3 | SB | DS | EQUP_0002 | J206 |  |  |  | 2025-09-26 18:41 | Search Dashboard v1.2 STABLE.xlsm
| SOOT BLOWING | DETONATION CLEANER |  |  |  | SSB CV 3754*P | 2000133386 | Sbds-7 Ethylene Fuel Pressure Regulator | Delete | 16TH FL 30' W OF N-306 CONVECTIVE PASS SOUTH WALL | RGLTR |  |  | ES-SHC-003-SB-DS-EQUP_0002 | 3 | SB | DS | EQUP_0002 | J206 |  |  |  | 2025-09-26 18:41 | Search Dashboard v1.2 STABLE.xlsm
| SOOT BLOWING | DETONATION CLEANER |  |  |  | SSB CV 3755*P | 2000133389 | Sbds-8 Ethylene Fuel Pressure Regulator | Delete | 16TH FL 65' W OF N-306 CONVECTIVE PASS SOUTH WALL | RGLTR |  |  | ES-SHC-003-SB-DS-EQUP_0002 | 3 | SB | DS | EQUP_0002 | J206 |  |  |  | 2025-09-26 18:41 | Search Dashboard v1.2 STABLE.xlsm
| SOOT BLOWING | DETONATION CLEANER |  |  |  | SSB CV 3756*P | 2000133390 | Sbds-9 Ethylene Fuel Pressure Regulator | Delete | 16TH FL 30' E OF N-310 CONVECTIVE PASS SOUTH WALL | RGLTR |  |  | ES-SHC-003-SB-DS-EQUP_0002 | 3 | SB | DS | EQUP_0002 | J206 |  |  |  | 2025-09-26 18:41 | Search Dashboard v1.2 STABLE.xlsm
| SOOT BLOWING | DETONATION CLEANER |  |  |  | SSB CV 3757*P | 2000133392 | Sbds-10 Ethylene Fuel Pressure Regulator | Delete | 16TH FL 25' SW OF Q-306A CONVECTIVE PASS NORT WALL | RGLTR |  |  | ES-SHC-003-SB-DS-EQUP_0002 | 3 | SB | DS | EQUP_0002 | J206 |  |  |  | 2025-09-26 18:41 | Search Dashboard v1.2 STABLE.xlsm
| SOOT BLOWING | DETONATION CLEANER |  |  |  | SSB CV 3758*P | 2000133394 | Sbds-11 Ethylene Fuel Pressure Regulator | Delete | 16TH FL 30' SW OF Q-307A CONVECTIVE PASS NORT WALL | RGLTR |  |  | ES-SHC-003-SB-DS-EQUP_0002 | 3 | SB | DS | EQUP_0002 | J206 |  |  |  | 2025-09-26 18:41 | Search Dashboard v1.2 STABLE.xlsm
| SOOT BLOWING | DETONATION CLEANER |  |  |  | SSB CV 3759*P | 2000133396 | Sbds-12 Ethylene Fuel Pressure Regulator | Delete | 16TH FL 25' SE OF Q-308B CONVECTIVE PASS NORT WALL | RGLTR |  |  | ES-SHC-003-SB-DS-EQUP_0002 | 3 | SB | DS | EQUP_0002 | J206 |  |  |  | 2025-09-26 18:41 | Search Dashboard v1.2 STABLE.xlsm
| SOOT BLOWING | DETONATION CLEANER |  |  |  | SSB CV 3760*P | 2000133399 | Sbds-13 Ethylene Fuel Pressure Regulator | Delete | 17TH FL 30' W OF N306 CONVECTIVE PASS SOUTH WALL | RGLTR |  |  | ES-SHC-003-SB-DS-EQUP_0002 | 3 | SB | DS | EQUP_0002 | J206 |  |  |  | 2025-09-26 18:41 | Search Dashboard v1.2 STABLE.xlsm
| SOOT BLOWING | DETONATION CLEANER |  |  |  | SSB CV 3761*P | 2000133501 | Sbds-14 Ethylene Fuel Pressure Regulator | Delete | 17TH FL 65' W OF N306 CONVECTIVE PASS SOUTH WALL | RGLTR |  |  | ES-SHC-003-SB-DS-EQUP_0002 | 3 | SB | DS | EQUP_0002 | J206 |  |  |  | 2025-09-26 18:41 | Search Dashboard v1.2 STABLE.xlsm
| SOOT BLOWING | DETONATION CLEANER |  |  |  | SSB CV 3762*P | 2000133502 | Sbds-15 Ethylene Fuel Pressure Regulator | Delete | 17TH FL 30' E OF N310 CONVECTIVE PASS SOUTH WALL | RGLTR |  |  | ES-SHC-003-SB-DS-EQUP_0002 | 3 | SB | DS | EQUP_0002 | J206 |  |  |  | 2025-09-26 18:41 | Search Dashboard v1.2 STABLE.xlsm
| SOOT BLOWING | DETONATION CLEANER |  |  |  | SSB CV 3763*P | 2000133505 | Sbds-16 Ethylene Fuel Pressure Regulator | Delete | 17TH FL 25' SW OF Q-306A CONVECTIVE PASS NORT WALL | RGLTR |  |  | ES-SHC-003-SB-DS-EQUP_0002 | 3 | SB | DS | EQUP_0002 | J206 |  |  |  | 2025-09-26 18:41 | Search Dashboard v1.2 STABLE.xlsm
| SOOT BLOWING | DETONATION CLEANER |  |  |  | SSB CV 3764*P | 2000133507 | Sbds-17 Ethylene Fuel Pressure Regulator | Delete | 17TH FL 30' SW OF Q-307A CONVECTIVE PASS NORT WALL | RGLTR |  |  | ES-SHC-003-SB-DS-EQUP_0002 | 3 | SB | DS | EQUP_0002 | J206 |  |  |  | 2025-09-26 18:41 | Search Dashboard v1.2 STABLE.xlsm
| SOOT BLOWING | DETONATION CLEANER |  |  |  | SSB CV 3765*P | 2000133509 | Sbds-18 Ethylene Fuel Pressure Regulator | Delete | 17TH FL 30' SW OF Q-307A CONVECTIVE PASS NORT WALL | RGLTR |  |  | ES-SHC-003-SB-DS-EQUP_0002 | 3 | SB | DS | EQUP_0002 | J206 |  |  |  | 2025-09-26 18:41 | Search Dashboard v1.2 STABLE.xlsm
| SOOT BLOWING | DETONATION CLEANER |  |  |  | SSB CV 3875"P | 2000133511 | Sbds Ethylene Pressure Isolation Valve | Delete | SKID | VALVE |  |  | ES-SHC-003-SB-DS-EQUP_0002 | 3 | SB | DS | EQUP_0002 | J206 | 3875 |  |  | 2025-09-26 18:41 | Search Dashboard v1.2 STABLE.xlsm
| SOOT BLOWING | ACOUSTIC CLEANER |  |  |  | SSB CV 3936P | 2000133513 | Sbas Air Reg Control Valve | Delete | 5TH FL BOILER BUILDING NORTH | RGLTR |  |  | ES-SHC-003-SB-AS-EQUP_0002 | 3 | SB | AS | EQUP_0002 | J206 |  |  |  | 2025-09-26 18:41 | Search Dashboard v1.2 STABLE.xlsm
| SOOT BLOWING | DETONATION CLEANER |  |  |  | SSB CV 3938*P | 2000133515 | Sbds Purge Air Pressure Regulation | Delete | 16 1/2 FL WEST - EAST OF N312 | VALVE |  |  | ES-SHC-003-SB-DS-EQUP_0003 | 3 | SB | DS | EQUP_0003 | J206 | 3938 |  |  | 2025-09-26 18:41 | Search Dashboard v1.2 STABLE.xlsm
| SOOT BLOWING | DETONATION CLEANER |  |  |  | SSB CV 3957P | 2000133517 | Sbds1 Coolng Air Inlet Pressure Rgltr | Delete | 15TH FL SOUTH WALL OF CONV PASS - EAST SIDE | RGLTR |  |  | ES-SHC-003-SB-DS-EQUP_0003 | 3 | SB | DS | EQUP_0003 | J206 |  |  |  | 2025-09-26 18:41 | Search Dashboard v1.2 STABLE.xlsm
| SOOT BLOWING | DETONATION CLEANER |  |  |  | SSB CV 3958P | 2000133519 | Sbds2 Coolng Air Inlet Pressure Rgltr | Delete | 15TH FL SOUTH WALL OF CONV PASS - CENTER | RGLTR |  |  | ES-SHC-003-SB-DS-EQUP_0003 | 3 | SB | DS | EQUP_0003 | J206 |  |  |  | 2025-09-26 18:41 | Search Dashboard v1.2 STABLE.xlsm
| SOOT BLOWING | DETONATION CLEANER |  |  |  | SSB CV 3959P | 2000133521 | Sbds3 Coolng Air Inlet Pressure Rgltr | Delete | 15TH FL SOUTH WALL OF CONV PASS - WEST SIDE | RGLTR |  |  | ES-SHC-003-SB-DS-EQUP_0003 | 3 | SB | DS | EQUP_0003 | J206 |  |  |  | 2025-09-26 18:41 | Search Dashboard v1.2 STABLE.xlsm
| SOOT BLOWING | DETONATION CLEANER |  |  |  | SSB CV 3960P | 2000133523 | Sbds4 Coolng Air Inlet Pressure Rgltr | Delete | 15TH FL NORTH WALL - BETWEEN Q306A & Q307A | RGLTR |  |  | ES-SHC-003-SB-DS-EQUP_0003 | 3 | SB | DS | EQUP_0003 | J206 |  |  |  | 2025-09-26 18:41 | Search Dashboard v1.2 STABLE.xlsm
| SOOT BLOWING | DETONATION CLEANER |  |  |  | SSB CV 3961P | 2000133525 | Sbds5 Coolng Air Inlet Pressure Rgltr | Delete | 15TH FL NORTH WALL - BETWEEN Q308 & Q307A | RGLTR |  |  | ES-SHC-003-SB-DS-EQUP_0003 | 3 | SB | DS | EQUP_0003 | J206 |  |  |  | 2025-09-26 18:41 | Search Dashboard v1.2 STABLE.xlsm
| SOOT BLOWING | DETONATION CLEANER |  |  |  | SSB CV 3962P | 2000133527 | Sbds6 Coolng Air Inlet Pressure Rgltr | Delete | 15TH FL NORTH WALL - BETWEEN Q308 & Q308B | RGLTR |  |  | ES-SHC-003-SB-DS-EQUP_0003 | 3 | SB | DS | EQUP_0003 | J206 |  |  |  | 2025-09-26 18:41 | Search Dashboard v1.2 STABLE.xlsm
| SOOT BLOWING | DETONATION CLEANER |  |  |  | SSB CV 3963P | 2000133529 | Sbds7 Coolng Air Inlet Pressure Rgltr | Delete | 16TH FL SOUTH WALL OF CONV PASS - EAST SIDE | RGLTR |  |  | ES-SHC-003-SB-DS-EQUP_0003 | 3 | SB | DS | EQUP_0003 | J206 |  |  |  | 2025-09-26 18:41 | Search Dashboard v1.2 STABLE.xlsm
| SOOT BLOWING | DETONATION CLEANER |  |  |  | SSB CV 3964P | 2000133531 | Sbds8 Coolng Air Inlet Pressure Rgltr | Delete | 16TH FL SOUTH WALL OF CONV PASS - CENTER | RGLTR |  |  | ES-SHC-003-SB-DS-EQUP_0003 | 3 | SB | DS | EQUP_0003 | J206 |  |  |  | 2025-09-26 18:41 | Search Dashboard v1.2 STABLE.xlsm
| SOOT BLOWING | DETONATION CLEANER |  |  |  | SSB CV 3965P | 2000133533 | Sbds9 Coolng Air Inlet Pressure Rgltr | Delete | 16TH FL SOUTH WALL OF CONV PASS - WEST SIDE | RGLTR |  |  | ES-SHC-003-SB-DS-EQUP_0003 | 3 | SB | DS | EQUP_0003 | J206 |  |  |  | 2025-09-26 18:41 | Search Dashboard v1.2 STABLE.xlsm
| SOOT BLOWING | DETONATION CLEANER |  |  |  | SSB CV 3966P | 2000133535 | Sbds10 Coolng Air Inlet Pressure Rgltr | Delete | 16TH FL NORTH WALL - BETWEEN Q306A & Q307A | RGLTR |  |  | ES-SHC-003-SB-DS-EQUP_0003 | 3 | SB | DS | EQUP_0003 | J206 |  |  |  | 2025-09-26 18:41 | Search Dashboard v1.2 STABLE.xlsm
| SOOT BLOWING | DETONATION CLEANER |  |  |  | SSB CV 3967P | 2000133538 | Sbds11 Coolng Air Inlet Pressure Rgltr | Delete | 16TH FL NORTH WALL - BETWEEN Q308 & Q307A | RGLTR |  |  | ES-SHC-003-SB-DS-EQUP_0003 | 3 | SB | DS | EQUP_0003 | J206 |  |  |  | 2025-09-26 18:41 | Search Dashboard v1.2 STABLE.xlsm
| SOOT BLOWING | DETONATION CLEANER |  |  |  | SSB CV 3968P | 2000133540 | Sbds12 Coolng Air Inlet Pressure Rgltr | Delete | 16TH FL NORTH WALL - BETWEEN Q308 & Q308B | RGLTR |  |  | ES-SHC-003-SB-DS-EQUP_0003 | 3 | SB | DS | EQUP_0003 | J206 |  |  |  | 2025-09-26 18:41 | Search Dashboard v1.2 STABLE.xlsm
| SOOT BLOWING | DETONATION CLEANER |  |  |  | SSB CV 3969P | 2000133542 | Sbds13 Coolng Air Inlet Pressure Rgltr | Delete | 17TH FL SOUTH WALL OF CONV PASS - EAST SIDE | RGLTR |  |  | ES-SHC-003-SB-DS-EQUP_0003 | 3 | SB | DS | EQUP_0003 | J206 |  |  |  | 2025-09-26 18:41 | Search Dashboard v1.2 STABLE.xlsm
| SOOT BLOWING | DETONATION CLEANER |  |  |  | SSB CV 3970P | 2000133544 | Sbds14 Coolng Air Inlet Pressure Rgltr | Delete | 17TH FL SOUTH WALL OF CONV PASS - CENTER | RGLTR |  |  | ES-SHC-003-SB-DS-EQUP_0003 | 3 | SB | DS | EQUP_0003 | J206 |  |  |  | 2025-09-26 18:41 | Search Dashboard v1.2 STABLE.xlsm
| SOOT BLOWING | DETONATION CLEANER |  |  |  | SSB CV 3971P | 2000133546 | Sbds15 Coolng Air Inlet Pressure Rgltr | Delete | 17TH FL SOUTH WALL OF CONV PASS - WEST SIDE | RGLTR |  |  | ES-SHC-003-SB-DS-EQUP_0003 | 3 | SB | DS | EQUP_0003 | J206 |  |  |  | 2025-09-26 18:41 | Search Dashboard v1.2 STABLE.xlsm
| SOOT BLOWING | DETONATION CLEANER |  |  |  | SSB CV 3972P | 2000133548 | Sbds16 Coolng Air Inlet Pressure Rgltr | Delete | 17TH FL NORTH WALL - BETWEEN Q306A & Q307A | RGLTR |  |  | ES-SHC-003-SB-DS-EQUP_0003 | 3 | SB | DS | EQUP_0003 | J206 |  |  |  | 2025-09-26 18:41 | Search Dashboard v1.2 STABLE.xlsm
| SOOT BLOWING | DETONATION CLEANER |  |  |  | SSB CV 3973P | 2000133550 | Sbds17 Coolng Air Inlet Pressure Rgltr | Delete | 17TH FL NORTH WALL - BETWEEN Q308 & Q307A | RGLTR |  |  | ES-SHC-003-SB-DS-EQUP_0003 | 3 | SB | DS | EQUP_0003 | J206 |  |  |  | 2025-09-26 18:41 | Search Dashboard v1.2 STABLE.xlsm
| SOOT BLOWING | DETONATION CLEANER |  |  |  | SSB CV 3974P | 2000133552 | Sbds18 Coolng Air Inlet Pressure Rgltr | Delete | 17TH FL NORTH WALL - BETWEEN Q308 & Q308B | RGLTR |  |  | ES-SHC-003-SB-DS-EQUP_0003 | 3 | SB | DS | EQUP_0003 | J206 |  |  |  | 2025-09-26 18:41 | Search Dashboard v1.2 STABLE.xlsm
| SOOT BLOWING | DETONATION CLEANER |  |  |  | SSB CV 3975P | 2000133554 | Sbds1 Purge Air Enclosure Regulator | Delete | 15TH FL SOUTH WALL OF CONV PASS - EAST SIDE | RGLTR |  |  | ES-SHC-003-SB-DS-EQUP_0003 | 3 | SB | DS | EQUP_0003 | J206 |  |  |  | 2025-09-26 18:41 | Search Dashboard v1.2 STABLE.xlsm
| SOOT BLOWING | DETONATION CLEANER |  |  |  | SSB CV 3976P | 2000133556 | Sbds2 Purge Air Enclosure Regulator | Delete | 15TH FL SOUTH WALL OF CONV PASS - CENTER | RGLTR |  |  | ES-SHC-003-SB-DS-EQUP_0003 | 3 | SB | DS | EQUP_0003 | J206 |  |  |  | 2025-09-26 18:41 | Search Dashboard v1.2 STABLE.xlsm
| SOOT BLOWING | DETONATION CLEANER |  |  |  | SSB CV 3977P | 2000133558 | Sbds3 Purge Air Enclosure Regulator | Delete | 15TH FL SOUTH WALL OF CONV PASS - WEST SIDE | RGLTR |  |  | ES-SHC-003-SB-DS-EQUP_0003 | 3 | SB | DS | EQUP_0003 | J206 |  |  |  | 2025-09-26 18:41 | Search Dashboard v1.2 STABLE.xlsm
| SOOT BLOWING | DETONATION CLEANER |  |  |  | SSB CV 3978P | 2000133560 | Sbds4 Purge Air Enclosure Regulator | Delete | 15TH FL NORTH WALL - BETWEEN Q306A & Q307A | RGLTR |  |  | ES-SHC-003-SB-DS-EQUP_0003 | 3 | SB | DS | EQUP_0003 | J206 |  |  |  | 2025-09-26 18:41 | Search Dashboard v1.2 STABLE.xlsm
| SOOT BLOWING | DETONATION CLEANER |  |  |  | SSB CV 3979P | 2000133562 | Sbds5 Purge Air Enclosure Regulator | Delete | 15TH FL NORTH WALL - BETWEEN Q308 & Q307A | RGLTR |  |  | ES-SHC-003-SB-DS-EQUP_0003 | 3 | SB | DS | EQUP_0003 | J206 |  |  |  | 2025-09-26 18:41 | Search Dashboard v1.2 STABLE.xlsm
| SOOT BLOWING | DETONATION CLEANER |  |  |  | SSB CV 3980P | 2000133564 | Sbds6 Purge Air Enclosure Regulator | Delete | 15TH FL NORTH WALL - BETWEEN Q308 & Q308B | RGLTR |  |  | ES-SHC-003-SB-DS-EQUP_0003 | 3 | SB | DS | EQUP_0003 | J206 |  |  |  | 2025-09-26 18:41 | Search Dashboard v1.2 STABLE.xlsm
| SOOT BLOWING | DETONATION CLEANER |  |  |  | SSB CV 3981P | 2000133566 | Sbds7 Purge Air Enclosure Regulator | Delete | 16TH FL SOUTH WALL OF CONV PASS - EAST SIDE | RGLTR |  |  | ES-SHC-003-SB-DS-EQUP_0003 | 3 | SB | DS | EQUP_0003 | J206 |  |  |  | 2025-09-26 18:41 | Search Dashboard v1.2 STABLE.xlsm
| SOOT BLOWING | DETONATION CLEANER |  |  |  | SSB CV 3982P | 2000133568 | Sbds8 Purge Air Enclosure Regulator | Delete | 16TH FL SOUTH WALL OF CONV PASS - CENTER | RGLTR |  |  | ES-SHC-003-SB-DS-EQUP_0003 | 3 | SB | DS | EQUP_0003 | J206 |  |  |  | 2025-09-26 18:41 | Search Dashboard v1.2 STABLE.xlsm
| SOOT BLOWING | DETONATION CLEANER |  |  |  | SSB CV 3983P | 2000133570 | Sbds9 Purge Air Enclosure Regulator | Delete | 16TH FL SOUTH WALL OF CONV PASS - WEST SIDE | RGLTR |  |  | ES-SHC-003-SB-DS-EQUP_0003 | 3 | SB | DS | EQUP_0003 | J206 |  |  |  | 2025-09-26 18:41 | Search Dashboard v1.2 STABLE.xlsm
| SOOT BLOWING | DETONATION CLEANER |  |  |  | SSB CV 3984P | 2000133573 | Sbds10 Purge Air Enclosure Regulator | Delete | 16TH FL NORTH WALL - BETWEEN Q306A & Q307A | RGLTR |  |  | ES-SHC-003-SB-DS-EQUP_0003 | 3 | SB | DS | EQUP_0003 | J206 |  |  |  | 2025-09-26 18:41 | Search Dashboard v1.2 STABLE.xlsm
| SOOT BLOWING | DETONATION CLEANER |  |  |  | SSB CV 3985P | 2000133575 | Sbds11 Purge Air Enclosure Regulator | Delete | 16TH FL NORTH WALL - BETWEEN Q308 & Q307A | RGLTR |  |  | ES-SHC-003-SB-DS-EQUP_0003 | 3 | SB | DS | EQUP_0003 | J206 |  |  |  | 2025-09-26 18:41 | Search Dashboard v1.2 STABLE.xlsm
| SOOT BLOWING | DETONATION CLEANER |  |  |  | SSB CV 3986P | 2000133577 | Sbds12 Purge Air Enclosure Regulator | Delete | 16TH FL NORTH WALL - BETWEEN Q308 & Q308B | RGLTR |  |  | ES-SHC-003-SB-DS-EQUP_0003 | 3 | SB | DS | EQUP_0003 | J206 |  |  |  | 2025-09-26 18:41 | Search Dashboard v1.2 STABLE.xlsm
| SOOT BLOWING | DETONATION CLEANER |  |  |  | SSB CV 3987P | 2000133579 | Sbds13 Purge Air Enclosure Regulator | Delete | 17TH FL SOUTH WALL OF CONV PASS - EAST SIDE | RGLTR |  |  | ES-SHC-003-SB-DS-EQUP_0003 | 3 | SB | DS | EQUP_0003 | J206 |  |  |  | 2025-09-26 18:41 | Search Dashboard v1.2 STABLE.xlsm
| SOOT BLOWING | DETONATION CLEANER |  |  |  | SSB CV 3988P | 2000133581 | Sbds14 Purge Air Enclosure Regulator | Delete | 17TH FL SOUTH WALL OF CONV PASS - CENTER | RGLTR |  |  | ES-SHC-003-SB-DS-EQUP_0003 | 3 | SB | DS | EQUP_0003 | J206 |  |  |  | 2025-09-26 18:41 | Search Dashboard v1.2 STABLE.xlsm
| SOOT BLOWING | DETONATION CLEANER |  |  |  | SSB CV 3989P | 2000133583 | Sbds15 Purge Air Enclosure Regulator | Delete | 17TH FL SOUTH WALL OF CONV PASS - WEST SIDE | RGLTR |  |  | ES-SHC-003-SB-DS-EQUP_0003 | 3 | SB | DS | EQUP_0003 | J206 |  |  |  | 2025-09-26 18:41 | Search Dashboard v1.2 STABLE.xlsm
| SOOT BLOWING | DETONATION CLEANER |  |  |  | SSB CV 3990P | 2000133585 | Sbds16 Purge Air Enclosure Regulator | Delete | 17TH FL NORTH WALL - BETWEEN Q306A & Q307A | RGLTR |  |  | ES-SHC-003-SB-DS-EQUP_0003 | 3 | SB | DS | EQUP_0003 | J206 |  |  |  | 2025-09-26 18:41 | Search Dashboard v1.2 STABLE.xlsm
| SOOT BLOWING | DETONATION CLEANER |  |  |  | SSB CV 3991P | 2000133587 | Sbds17 Purge Air Enclosure Regulator | Delete | 17TH FL NORTH WALL - BETWEEN Q308 & Q307A | RGLTR |  |  | ES-SHC-003-SB-DS-EQUP_0003 | 3 | SB | DS | EQUP_0003 | J206 |  |  |  | 2025-09-26 18:41 | Search Dashboard v1.2 STABLE.xlsm
| SOOT BLOWING | DETONATION CLEANER |  |  |  | SSB CV 3992P | 2000133589 | Sbds18 Purge Air Enclosure Regulator | Delete | 17TH FL NORTH WALL - BETWEEN Q308 & Q308B | RGLTR |  |  | ES-SHC-003-SB-DS-EQUP_0003 | 3 | SB | DS | EQUP_0003 | J206 |  |  |  | 2025-09-26 18:41 | Search Dashboard v1.2 STABLE.xlsm
| SOOT BLOWING | DETONATION CLEANER |  |  |  | SSB DCP 3001 | 2000133591 | Sbds-1 Ge Powerwave Plus Impulse Cleanng | Delete | 15TH FL SOUTH WALL BOTTOM TIER RIGHT | CONTR |  |  | ES-SHC-003-SB-DS-EQUP_0002 | 3 | SB | DS | EQUP_0002 | J206 |  |  |  | 2025-09-26 18:41 | Search Dashboard v1.2 STABLE.xlsm
| SOOT BLOWING | DETONATION CLEANER |  |  |  | SSB DCP 3002 | 2000133593 | Sbds-2 Ge Powerwave Plus Impulse Cleanng | Delete | 15TH FL SOUTH WALL BOTTOM TIER CENTER | CONTR |  |  | ES-SHC-003-SB-DS-EQUP_0002 | 3 | SB | DS | EQUP_0002 | J206 |  |  |  | 2025-09-26 18:41 | Search Dashboard v1.2 STABLE.xlsm
| SOOT BLOWING | DETONATION CLEANER |  |  |  | SSB DCP 3003 | 2000133595 | Sbds-3 Ge Powerwave Plus Impulse Cleanng | Delete | 15TH FL SOUTH WALL BOTTOM TIER LEFT | CONTR |  |  | ES-SHC-003-SB-DS-EQUP_0002 | 3 | SB | DS | EQUP_0002 | J206 |  |  |  | 2025-09-26 18:41 | Search Dashboard v1.2 STABLE.xlsm
| SOOT BLOWING | DETONATION CLEANER |  |  |  | SSB DCP 3004 | 2000133597 | Sbds-4 Ge Powerwave Plus Impulse Cleanng | Delete | 15TH FL NORTH WALL BOTTOM TIER LEFT | CONTR |  |  | ES-SHC-003-SB-DS-EQUP_0002 | 3 | SB | DS | EQUP_0002 | J206 |  |  |  | 2025-09-26 18:41 | Search Dashboard v1.2 STABLE.xlsm
| SOOT BLOWING | DETONATION CLEANER |  |  |  | SSB DCP 3005 | 2000133599 | Sbds-5 Ge Powerwave Plus Impulse Cleanng | Delete | 15TH FL NORTH WALL BOTTOM TIER CENTER | CONTR |  |  | ES-SHC-003-SB-DS-EQUP_0002 | 3 | SB | DS | EQUP_0002 | J206 |  |  |  | 2025-09-26 18:41 | Search Dashboard v1.2 STABLE.xlsm
| SOOT BLOWING | DETONATION CLEANER |  |  |  | SSB DCP 3006 | 2000133902 | Sbds-6 Ge Powerwave Plus Impulse Cleanng | Delete | 15TH FL NORTH WALL BOTTOM TIER RIGHT | CONTR |  |  | ES-SHC-003-SB-DS-EQUP_0002 | 3 | SB | DS | EQUP_0002 | J206 |  |  |  | 2025-09-26 18:41 | Search Dashboard v1.2 STABLE.xlsm
| SOOT BLOWING | DETONATION CLEANER |  |  |  | SSB DCP 3007 | 2000133904 | Sbds-7 Ge Powerwave Plus Impulse Cleanng | Delete | 15TH FL SOUTH WALL MIDDLE TIER RIGHT | CONTR |  |  | ES-SHC-003-SB-DS-EQUP_0002 | 3 | SB | DS | EQUP_0002 | J206 |  |  |  | 2025-09-26 18:41 | Search Dashboard v1.2 STABLE.xlsm
| SOOT BLOWING | DETONATION CLEANER |  |  |  | SSB DCP 3008 | 2000133905 | Sbds-8 Ge Powerwave Plus Impulse Cleanng | Delete | 16TH FL SOUTH WALL MIDDLE TIER CENTER | CONTR |  |  | ES-SHC-003-SB-DS-EQUP_0002 | 3 | SB | DS | EQUP_0002 | J206 |  |  |  | 2025-09-26 18:41 | Search Dashboard v1.2 STABLE.xlsm
| SOOT BLOWING | DETONATION CLEANER |  |  |  | SSB DCP 3009 | 2000133907 | Sbds-9 Ge Powerwave Plus Impulse Cleanng | Delete | 16TH FL SOUTH WALL MIDDLE TIER LEFT | CONTR |  |  | ES-SHC-003-SB-DS-EQUP_0002 | 3 | SB | DS | EQUP_0002 | J206 |  |  |  | 2025-09-26 18:41 | Search Dashboard v1.2 STABLE.xlsm
| SOOT BLOWING | DETONATION CLEANER |  |  |  | SSB DCP 3010 | 2000133910 | Sbds-10 Ge Powerwave Plus Impulse Cleann | Delete | 16TH FL NORTH WALL MIDDLE TIER LEFT | CONTR |  |  | ES-SHC-003-SB-DS-EQUP_0002 | 3 | SB | DS | EQUP_0002 | J206 |  |  |  | 2025-09-26 18:41 | Search Dashboard v1.2 STABLE.xlsm
| SOOT BLOWING | DETONATION CLEANER |  |  |  | SSB DCP 3011 | 2000133912 | Sbds-11 Ge Powerwave Plus Impulse Cleann | Delete | 15TH FL NORTH WALL MIDDLE TIER CENTER | CONTR |  |  | ES-SHC-003-SB-DS-EQUP_0002 | 3 | SB | DS | EQUP_0002 | J206 |  |  |  | 2025-09-26 18:41 | Search Dashboard v1.2 STABLE.xlsm
| SOOT BLOWING | DETONATION CLEANER |  |  |  | SSB DCP 3012 | 2000133914 | Sbds-12 Ge Powerwave Plus Impulse Cleann | Delete | 15TH FL NORTH WALL MIDDLE TIER RIGHT | CONTR |  |  | ES-SHC-003-SB-DS-EQUP_0002 | 3 | SB | DS | EQUP_0002 | J206 |  |  |  | 2025-09-26 18:41 | Search Dashboard v1.2 STABLE.xlsm
| SOOT BLOWING | DETONATION CLEANER |  |  |  | SSB DCP 3013 | 2000133916 | Sbds-13 Ge Powerwave Plus Impulse Cleann | Delete | 17TH FL SOUTH WALL TOP TIER RIGHT | CONTR |  |  | ES-SHC-003-SB-DS-EQUP_0002 | 3 | SB | DS | EQUP_0002 | J206 |  |  |  | 2025-09-26 18:41 | Search Dashboard v1.2 STABLE.xlsm
| SOOT BLOWING | DETONATION CLEANER |  |  |  | SSB DCP 3014 | 2000133918 | Sbds-14 Ge Powerwave Plus Impulse Cleann | Delete | 17TH FL SOUTH WALL TOP TIER CENTER | CONTR |  |  | ES-SHC-003-SB-DS-EQUP_0002 | 3 | SB | DS | EQUP_0002 | J206 |  |  |  | 2025-09-26 18:41 | Search Dashboard v1.2 STABLE.xlsm
| SOOT BLOWING | DETONATION CLEANER |  |  |  | SSB DCP 3015 | 2000133920 | Sbds-15 Ge Powerwave Plus Impulse Cleann | Delete | 17TH FL SOUTH WALL TOP TIER LEFT | CONTR |  |  | ES-SHC-003-SB-DS-EQUP_0002 | 3 | SB | DS | EQUP_0002 | J206 |  |  |  | 2025-09-26 18:41 | Search Dashboard v1.2 STABLE.xlsm
| SOOT BLOWING | DETONATION CLEANER |  |  |  | SSB DCP 3016 | 2000133922 | Sbds-16 Ge Powerwave Plus Impulse Cleann | Delete | 17TH FL NORTH WALL TOP TIER LEFT | CONTR |  |  | ES-SHC-003-SB-DS-EQUP_0002 | 3 | SB | DS | EQUP_0002 | J206 |  |  |  | 2025-09-26 18:41 | Search Dashboard v1.2 STABLE.xlsm
| SOOT BLOWING | DETONATION CLEANER |  |  |  | SSB DCP 3017 | 2000133924 | Sbds-17 Ge Powerwave Plus Impulse Cleann | Delete | 17TH FL NORTH WALL TOP TIER CENTER | CONTR |  |  | ES-SHC-003-SB-DS-EQUP_0002 | 3 | SB | DS | EQUP_0002 | J206 |  |  |  | 2025-09-26 18:41 | Search Dashboard v1.2 STABLE.xlsm
| SOOT BLOWING | DETONATION CLEANER |  |  |  | SSB DCP 3018 | 2000133926 | Sbds-18 Ge Powerwave Plus Impulse Cleann | Delete | 17TH FL NORTH WALL TOP TIER RIGHT | CONTR |  |  | ES-SHC-003-SB-DS-EQUP_0002 | 3 | SB | DS | EQUP_0002 | J206 |  |  |  | 2025-09-26 18:41 | Search Dashboard v1.2 STABLE.xlsm
| SOOT BLOWING | DETONATION CLEANER |  |  |  | SSB FE 3920 | 2000133953 | Sbds Ethylene Fuel Flow Element | Delete | 2ND FL WEST | MISC |  |  | ES-SHC-003-SB-DS-EQUP_0002 | 3 | SB | DS | EQUP_0002 | J206 |  |  |  | 2025-09-26 18:41 | Search Dashboard v1.2 STABLE.xlsm
| SOOT BLOWING | DETONATION CLEANER |  |  |  | SSB FE 3921 | 2000133955 | Sbds Oxid Flow Element | Delete | 16 1/2 FL WEST - EAST OF N312 | MISC |  |  | ES-SHC-003-SB-DS-EQUP_0002 | 3 | SB | DS | EQUP_0002 | J206 |  |  |  | 2025-09-26 18:41 | Search Dashboard v1.2 STABLE.xlsm
| SOOT BLOWING | DETONATION CLEANER |  |  |  | SSB FT 30497 | 2000134175 | Backpass Detonation Sootblowers Air Flow | Delete | 16-1/2 FLOOR, WEST SIDE BOILER | INSTM |  |  | ES-SHC-003-SB-DS-EQUP_0002 | 3 | SB | DS | EQUP_0002 | J206 |  |  |  | 2025-09-26 18:41 | Search Dashboard v1.2 STABLE.xlsm
| SOOT BLOWING | DETONATION CLEANER |  |  |  | SSB FT 30498 | 2000134177 | Backpass Acoustic Sootblowers Fuel Flow | Delete | 3-1/2 FLOOR, WEST SIDE OF BOILER IN AQCS BLDG | INSTM |  |  | ES-SHC-003-SB-DS-EQUP_0002 | 3 | SB | DS | EQUP_0002 | J206 |  |  |  | 2025-09-26 18:41 | Search Dashboard v1.2 STABLE.xlsm
| SOOT BLOWING | DETONATION CLEANER |  |  |  | SSB FT 30501 | 2000134179 | U3 Backpass Det Control Enc Purge And Pressure | Delete | 18-1/2 FLOOR, WEST SIDE BOILER | INSTM |  |  | ES-SHC-003-SB-DS-EQUP_0002 | 3 | SB | DS | EQUP_0002 | J206 |  |  |  | 2025-09-26 18:41 | Search Dashboard v1.2 STABLE.xlsm
| SOOT BLOWING | DETONATION CLEANER |  |  |  | SSB MI 30238 | 2000135746 | Sbds-1 Detonation Cleaner Ignitor Spark | Delete | 15TH FL N306 30' WEST CONVECTIVE PASS, SOUTH WALL | MISC |  |  | ES-SHC-003-SB-DS-EQUP_0002 | 3 | SB | DS | EQUP_0002 | J206 |  |  |  | 2025-09-26 18:41 | Search Dashboard v1.2 STABLE.xlsm
| SOOT BLOWING | DETONATION CLEANER |  |  |  | SSB MI 30239 | 2000135748 | Sbds-2 Detonation Cleaner Ignitor Spark | Delete | 15TH FL N306 65' WEST CONVECTIVE PASS, SOUTH WALL | MISC |  |  | ES-SHC-003-SB-DS-EQUP_0002 | 3 | SB | DS | EQUP_0002 | J206 |  |  |  | 2025-09-26 18:41 | Search Dashboard v1.2 STABLE.xlsm
| SOOT BLOWING | DETONATION CLEANER |  |  |  | SSB MI 30240 | 2000135750 | Sbds-3 Detonation Cleaner Ignitor Spark | Delete | 15TH FL N310 30' EAST CONVECTIVE PASS, SOUTH WALL | MISC |  |  | ES-SHC-003-SB-DS-EQUP_0002 | 3 | SB | DS | EQUP_0002 | J206 |  |  |  | 2025-09-26 18:41 | Search Dashboard v1.2 STABLE.xlsm
| SOOT BLOWING | DETONATION CLEANER |  |  |  | SSB MI 30241 | 2000135752 | Sbds-4 Detonation Cleaner Ignitor Spark | Delete | 15TH FL 25' SW OF Q-306A CONVECTIVE PASS NORT WALL | MISC |  |  | ES-SHC-003-SB-DS-EQUP_0002 | 3 | SB | DS | EQUP_0002 | J206 |  |  |  | 2025-09-26 18:41 | Search Dashboard v1.2 STABLE.xlsm
| SOOT BLOWING | DETONATION CLEANER |  |  |  | SSB MI 30242 | 2000135754 | Sbds-5 Detonation Cleaner Ignitor Spark | Delete | 15TH FL 15' SW OF Q-307A CONVECTIVE PASS NORT WALL | MISC |  |  | ES-SHC-003-SB-DS-EQUP_0002 | 3 | SB | DS | EQUP_0002 | J206 |  |  |  | 2025-09-26 18:41 | Search Dashboard v1.2 STABLE.xlsm
| SOOT BLOWING | DETONATION CLEANER |  |  |  | SSB MI 30243 | 2000135756 | Sbds-6 Detonation Cleaner Ignitor Spark | Delete | 15TH FL 25' SE OF Q-308B CONVECTIVE PASS NORT WALL | MISC |  |  | ES-SHC-003-SB-DS-EQUP_0002 | 3 | SB | DS | EQUP_0002 | J206 |  |  |  | 2025-09-26 18:41 | Search Dashboard v1.2 STABLE.xlsm
| SOOT BLOWING | DETONATION CLEANER |  |  |  | SSB MI 30244 | 2000135758 | Sbds-7 Detonation Cleaner Ignitor Spark | Delete | 16TH FL 30' W OF N-306 CONVECTIVE PASS SOUTH WALL | MISC |  |  | ES-SHC-003-SB-DS-EQUP_0002 | 3 | SB | DS | EQUP_0002 | J206 |  |  |  | 2025-09-26 18:41 | Search Dashboard v1.2 STABLE.xlsm
| SOOT BLOWING | DETONATION CLEANER |  |  |  | SSB MI 30245 | 2000135760 | Sbds-8 Detonation Cleaner Ignitor Spark | Delete | 16TH FL 65' W OF N-306 CONVECTIVE PASS SOUTH WALL | MISC |  |  | ES-SHC-003-SB-DS-EQUP_0002 | 3 | SB | DS | EQUP_0002 | J206 |  |  |  | 2025-09-26 18:41 | Search Dashboard v1.2 STABLE.xlsm
| SOOT BLOWING | DETONATION CLEANER |  |  |  | SSB MI 30246 | 2000135762 | Sbds-9 Detonation Cleaner Ignitor Spark | Delete | 16TH FL 30' E OF N-310 CONVECTIVE PASS SOUTH WALL | MISC |  |  | ES-SHC-003-SB-DS-EQUP_0002 | 3 | SB | DS | EQUP_0002 | J206 |  |  |  | 2025-09-26 18:41 | Search Dashboard v1.2 STABLE.xlsm
| SOOT BLOWING | DETONATION CLEANER |  |  |  | SSB MI 30247 | 2000135764 | Sbds-10 Detonation Cleanr Ignitor Spark | Delete | 16TH FL 25' SW OF Q-306A CONVECTIVE PASS NORT WALL | MISC |  |  | ES-SHC-003-SB-DS-EQUP_0002 | 3 | SB | DS | EQUP_0002 | J206 |  |  |  | 2025-09-26 18:41 | Search Dashboard v1.2 STABLE.xlsm
| SOOT BLOWING | DETONATION CLEANER |  |  |  | SSB MI 30248 | 2000135766 | Sbds-11 Detonation Cleanr Ignitor Spark | Delete | 16TH FL 30' SW OF Q-307A CONVECTIVE PASS NORT WALL | MISC |  |  | ES-SHC-003-SB-DS-EQUP_0002 | 3 | SB | DS | EQUP_0002 | J206 |  |  |  | 2025-09-26 18:41 | Search Dashboard v1.2 STABLE.xlsm
| SOOT BLOWING | DETONATION CLEANER |  |  |  | SSB MI 30249 | 2000135768 | Sbds-12 Detonation Cleanr Ignitor Spark | Delete | 16TH FL 25' SE OF Q-308B CONVECTIVE PASS NORT WALL | MISC |  |  | ES-SHC-003-SB-DS-EQUP_0002 | 3 | SB | DS | EQUP_0002 | J206 |  |  |  | 2025-09-26 18:41 | Search Dashboard v1.2 STABLE.xlsm
| SOOT BLOWING | DETONATION CLEANER |  |  |  | SSB MI 30250 | 2000135770 | Sbds-13 Detonation Cleanr Ignitor Spark | Delete | 17TH FL 30' W OF N306 CONVECTIVE PASS SOUTH WALL | MISC |  |  | ES-SHC-003-SB-DS-EQUP_0002 | 3 | SB | DS | EQUP_0002 | J206 |  |  |  | 2025-09-26 18:41 | Search Dashboard v1.2 STABLE.xlsm
| SOOT BLOWING | DETONATION CLEANER |  |  |  | SSB MI 30251 | 2000135772 | Sbds-14 Detonation Cleanr Ignitor Spark | Delete | 17TH FL 65' W OF N306 CONVECTIVE PASS SOUTH WALL | MISC |  |  | ES-SHC-003-SB-DS-EQUP_0002 | 3 | SB | DS | EQUP_0002 | J206 |  |  |  | 2025-09-26 18:41 | Search Dashboard v1.2 STABLE.xlsm
| SOOT BLOWING | DETONATION CLEANER |  |  |  | SSB MI 30252 | 2000135774 | Sbds-15 Detonation Cleanr Ignitor Spark | Delete | 17TH FL 30' E OF N310 CONVECTIVE PASS SOUTH WALL | MISC |  |  | ES-SHC-003-SB-DS-EQUP_0002 | 3 | SB | DS | EQUP_0002 | J206 |  |  |  | 2025-09-26 18:41 | Search Dashboard v1.2 STABLE.xlsm
| SOOT BLOWING | DETONATION CLEANER |  |  |  | SSB MI 30253 | 2000135776 | Sbds-16 Detonation Cleanr Ignitor Spark | Delete | 17TH FL 25' SW OF Q-306A CONVECTIVE PASS NORT WALL | MISC |  |  | ES-SHC-003-SB-DS-EQUP_0002 | 3 | SB | DS | EQUP_0002 | J206 |  |  |  | 2025-09-26 18:41 | Search Dashboard v1.2 STABLE.xlsm
| SOOT BLOWING | DETONATION CLEANER |  |  |  | SSB MI 30254 | 2000135778 | Sbds-17 Detonation Cleanr Ignitor Spark | Delete | 17TH FL 30' SW OF Q-307A CONVECTIVE PASS NORT WALL | MISC |  |  | ES-SHC-003-SB-DS-EQUP_0002 | 3 | SB | DS | EQUP_0002 | J206 |  |  |  | 2025-09-26 18:41 | Search Dashboard v1.2 STABLE.xlsm
| SOOT BLOWING | DETONATION CLEANER |  |  |  | SSB MI 30255 | 2000135780 | Sbds-18 Detonation Cleanr Ignitor Spark | Delete | 17TH FL 30' SW OF Q-307A CONVECTIVE PASS NORT WALL | MISC |  |  | ES-SHC-003-SB-DS-EQUP_0002 | 3 | SB | DS | EQUP_0002 | J206 |  |  |  | 2025-09-26 18:41 | Search Dashboard v1.2 STABLE.xlsm
| SOOT BLOWING | ACOUSTIC CLEANER |  |  |  | SSB PI 1 | 2000135903 | Sbas Pressure Indicator Systm Air Psi Local Indicator | Delete | 5TH FL BOILER BUILDING NORTH | MISC |  |  | ES-SHC-003-SB-AS-EQUP_0002 | 3 | SB | AS | EQUP_0002 | J206 |  |  |  | 2025-09-26 18:41 | Search Dashboard v1.2 STABLE.xlsm
| SOOT BLOWING | ACOUSTIC CLEANER |  |  |  | SSB PI 2 | 2000135905 | Sbas Pressure Indicator Receiver Local Indicator | Delete | 5TH FL BOILER BUILDING NORTH | MISC |  |  | ES-SHC-003-SB-AS-EQUP_0002 | 3 | SB | AS | EQUP_0002 | J206 |  |  |  | 2025-09-26 18:41 | Search Dashboard v1.2 STABLE.xlsm
| SOOT BLOWING | DETONATION CLEANER |  |  |  | SSB PI 31474 | 2000135918 | Sbds-1 Combustion Airsply Pressure Gage | Delete | 15TH FL N306 30' WEST CONVECTIVE PASS, SOUTH WALL | GAUGE |  |  | ES-SHC-003-SB-DS-EQUP_0002 | 3 | SB | DS | EQUP_0002 | J206 |  |  |  | 2025-09-26 18:41 | Search Dashboard v1.2 STABLE.xlsm
| SOOT BLOWING | DETONATION CLEANER |  |  |  | SSB PI 31475 | 2000135921 | Sbds-2 Combustion Airsply Pressure Gage | Delete | 15TH FL N306 65' WEST CONVECTIVE PASS, SOUTH WALL | GAUGE |  |  | ES-SHC-003-SB-DS-EQUP_0002 | 3 | SB | DS | EQUP_0002 | J206 |  |  |  | 2025-09-26 18:41 | Search Dashboard v1.2 STABLE.xlsm
| SOOT BLOWING | DETONATION CLEANER |  |  |  | SSB PI 31476 | 2000135923 | Sbds-3 Combustion Airsply Pressure Gage | Delete | 15TH FL N310 30' EAST CONVECTIVE PASS, SOUTH WALL | GAUGE |  |  | ES-SHC-003-SB-DS-EQUP_0002 | 3 | SB | DS | EQUP_0002 | J206 |  |  |  | 2025-09-26 18:41 | Search Dashboard v1.2 STABLE.xlsm
| SOOT BLOWING | DETONATION CLEANER |  |  |  | SSB PI 31477 | 2000135924 | Sbds-4 Combustion Airsply Pressure Gage | Delete | 15TH FL 25' SW OF Q-306A CONVECTIVE PASS NORT WALL | GAUGE |  |  | ES-SHC-003-SB-DS-EQUP_0002 | 3 | SB | DS | EQUP_0002 | J206 |  |  |  | 2025-09-26 18:41 | Search Dashboard v1.2 STABLE.xlsm
| SOOT BLOWING | DETONATION CLEANER |  |  |  | SSB PI 31478 | 2000135926 | Sbds-5 Combustion Airsply Pressure Gage | Delete | 15TH FL 15' SW OF Q-307A CONVECTIVE PASS NORT WALL | GAUGE |  |  | ES-SHC-003-SB-DS-EQUP_0002 | 3 | SB | DS | EQUP_0002 | J206 |  |  |  | 2025-09-26 18:41 | Search Dashboard v1.2 STABLE.xlsm
| SOOT BLOWING | DETONATION CLEANER |  |  |  | SSB PI 31479 | 2000135928 | Sbds-6 Combustion Airsply Pressure Gage | Delete | 15TH FL 25' SE OF Q-308B CONVECTIVE PASS NORT WALL | GAUGE |  |  | ES-SHC-003-SB-DS-EQUP_0002 | 3 | SB | DS | EQUP_0002 | J206 |  |  |  | 2025-09-26 18:41 | Search Dashboard v1.2 STABLE.xlsm
| SOOT BLOWING | DETONATION CLEANER |  |  |  | SSB PI 31480 | 2000135930 | Sbds-7 Combustion Airsply Pressure Gage | Delete | 16TH FL 30' W OF N-306 CONVECTIVE PASS SOUTH WALL | GAUGE |  |  | ES-SHC-003-SB-DS-EQUP_0002 | 3 | SB | DS | EQUP_0002 | J206 |  |  |  | 2025-09-26 18:41 | Search Dashboard v1.2 STABLE.xlsm
| SOOT BLOWING | DETONATION CLEANER |  |  |  | SSB PI 31481 | 2000135933 | Sbds-8 Combustion Airsply Pressure Gage | Delete | 16TH FL 65' W OF N-306 CONVECTIVE PASS SOUTH WALL | GAUGE |  |  | ES-SHC-003-SB-DS-EQUP_0002 | 3 | SB | DS | EQUP_0002 | J206 |  |  |  | 2025-09-26 18:41 | Search Dashboard v1.2 STABLE.xlsm
| SOOT BLOWING | DETONATION CLEANER |  |  |  | SSB PI 31482 | 2000135934 | Sbds-9 Combustion Airsply Pressure Gage | Delete | 16TH FL 30' E OF N-310 CONVECTIVE PASS SOUTH WALL | GAUGE |  |  | ES-SHC-003-SB-DS-EQUP_0002 | 3 | SB | DS | EQUP_0002 | J206 |  |  |  | 2025-09-26 18:41 | Search Dashboard v1.2 STABLE.xlsm
| SOOT BLOWING | DETONATION CLEANER |  |  |  | SSB PI 31483 | 2000135936 | Sbds-10 Combustion Airsply Pressure Gage | Delete | 16TH FL 25' SW OF Q-306A CONVECTIVE PASS NORT WALL | GAUGE |  |  | ES-SHC-003-SB-DS-EQUP_0002 | 3 | SB | DS | EQUP_0002 | J206 |  |  |  | 2025-09-26 18:41 | Search Dashboard v1.2 STABLE.xlsm
| SOOT BLOWING | DETONATION CLEANER |  |  |  | SSB PI 31484 | 2000135938 | Sbds-11 Combustion Airsply Pressure Gage | Delete | 16TH FL 30' SW OF Q-307A CONVECTIVE PASS NORT WALL | GAUGE |  |  | ES-SHC-003-SB-DS-EQUP_0002 | 3 | SB | DS | EQUP_0002 | J206 |  |  |  | 2025-09-26 18:41 | Search Dashboard v1.2 STABLE.xlsm
| SOOT BLOWING | DETONATION CLEANER |  |  |  | SSB PI 31485 | 2000135941 | Sbds-12 Combustion Airsply Pressure Gage | Delete | 16TH FL 25' SE OF Q-308B CONVECTIVE PASS NORT WALL | GAUGE |  |  | ES-SHC-003-SB-DS-EQUP_0002 | 3 | SB | DS | EQUP_0002 | J206 |  |  |  | 2025-09-26 18:41 | Search Dashboard v1.2 STABLE.xlsm
| SOOT BLOWING | DETONATION CLEANER |  |  |  | SSB PI 31486 | 2000135943 | Sbds-13 Combustion Airsply Pressure Gage | Delete | 17TH FL 30' W OF N306 CONVECTIVE PASS SOUTH WALL | GAUGE |  |  | ES-SHC-003-SB-DS-EQUP_0002 | 3 | SB | DS | EQUP_0002 | J206 |  |  |  | 2025-09-26 18:41 | Search Dashboard v1.2 STABLE.xlsm
| SOOT BLOWING | DETONATION CLEANER |  |  |  | SSB PI 31487 | 2000135945 | Sbds-14 Combustion Airsply Pressure Gage | Delete | 17TH FL 65' W OF N306 CONVECTIVE PASS SOUTH WALL | GAUGE |  |  | ES-SHC-003-SB-DS-EQUP_0002 | 3 | SB | DS | EQUP_0002 | J206 |  |  |  | 2025-09-26 18:41 | Search Dashboard v1.2 STABLE.xlsm
| SOOT BLOWING | DETONATION CLEANER |  |  |  | SSB PI 31488 | 2000135947 | Sbds-15 Combustion Airsply Pressure Gage | Delete | 17TH FL 30' E OF N310 CONVECTIVE PASS SOUTH WALL | GAUGE |  |  | ES-SHC-003-SB-DS-EQUP_0002 | 3 | SB | DS | EQUP_0002 | J206 |  |  |  | 2025-09-26 18:41 | Search Dashboard v1.2 STABLE.xlsm
| SOOT BLOWING | DETONATION CLEANER |  |  |  | SSB PI 31489 | 2000135949 | Sbds-16 Combustion Airsply Pressure Gage | Delete | 17TH FL 25' SW OF Q-306A CONVECTIVE PASS NORT WALL | GAUGE |  |  | ES-SHC-003-SB-DS-EQUP_0002 | 3 | SB | DS | EQUP_0002 | J206 |  |  |  | 2025-09-26 18:41 | Search Dashboard v1.2 STABLE.xlsm
| SOOT BLOWING | DETONATION CLEANER |  |  |  | SSB PI 31490 | 2000135951 | Sbds-17 Combustion Airsply Pressure Gage | Delete | 17TH FL 30' SW OF Q-307A CONVECTIVE PASS NORT WALL | GAUGE |  |  | ES-SHC-003-SB-DS-EQUP_0002 | 3 | SB | DS | EQUP_0002 | J206 |  |  |  | 2025-09-26 18:41 | Search Dashboard v1.2 STABLE.xlsm
| SOOT BLOWING | DETONATION CLEANER |  |  |  | SSB PI 31491 | 2000135953 | Sbds-18 Combustion Airsply Pressure Gage | Delete | 17TH FL 30' SW OF Q-307A CONVECTIVE PASS NORT WALL | GAUGE |  |  | ES-SHC-003-SB-DS-EQUP_0002 | 3 | SB | DS | EQUP_0002 | J206 |  |  |  | 2025-09-26 18:41 | Search Dashboard v1.2 STABLE.xlsm
| SOOT BLOWING | DETONATION CLEANER |  |  |  | SSB PI 31506 | 2000135955 | Shield Pipe Inertng Gas Psi Undrgrd Ethy | Delete |  | GAUGE |  |  | ES-SHC-003-SB-DS-EQUP_0002 | 3 | SB | DS | EQUP_0002 | J206 |  |  |  | 2025-09-26 18:41 | Search Dashboard v1.2 STABLE.xlsm
| SOOT BLOWING | DETONATION CLEANER |  |  |  | SSB PI 31507 | 2000135957 | Powerwave And Sootblowng Air Receiver Pr | Delete |  | GAUGE |  |  | ES-SHC-003-SB-DS-EQUP_0002 | 3 | SB | DS | EQUP_0002 | J206 |  |  |  | 2025-09-26 18:41 | Search Dashboard v1.2 STABLE.xlsm
| SOOT BLOWING | DETONATION CLEANER |  |  |  | SSB PI 31508 | 2000135959 | Ethylene Pressure At North Tank Pad Hose Conec | Delete |  | GAUGE |  |  | ES-SHC-003-SB-DS-EQUP_0002 | 3 | SB | DS | EQUP_0002 | J206 |  |  |  | 2025-09-26 18:41 | Search Dashboard v1.2 STABLE.xlsm
| SOOT BLOWING | DETONATION CLEANER |  |  |  | SSB PI 31509 | 2000135961 | Ethylene Pressure At South Tank Pad Hose Conect | Delete |  | GAUGE |  |  | ES-SHC-003-SB-DS-EQUP_0002 | 3 | SB | DS | EQUP_0002 | J206 |  |  |  | 2025-09-26 18:41 | Search Dashboard v1.2 STABLE.xlsm
| SOOT BLOWING | DETONATION CLEANER |  |  |  | SSB PI 31510 | 2000135963 | Ethylene Psi Tank Pad Hos E Dnstrm Isolation Valve | Delete |  | GAUGE |  |  | ES-SHC-003-SB-DS-EQUP_0002 | 3 | SB | DS | EQUP_0002 | J206 |  |  |  | 2025-09-26 18:41 | Search Dashboard v1.2 STABLE.xlsm
| SOOT BLOWING | DETONATION CLEANER |  |  |  | SSB PI 31511 | 2000135965 | Ethylene Psi Tank Pad Hos E Dnstrm Isolation Valve | Delete |  | GAUGE |  |  | ES-SHC-003-SB-DS-EQUP_0002 | 3 | SB | DS | EQUP_0002 | J206 |  |  |  | 2025-09-26 18:41 | Search Dashboard v1.2 STABLE.xlsm
| SOOT BLOWING | DETONATION CLEANER |  |  |  | SSB PI 31515 | 2000135967 | Control Panl Ssb Dcp 3001 Enclosure Pressure G | Delete | 15th FLR, 1153'-0 SOUTH WALL, BOTTOM TIER, RIGHT | GAUGE |  |  | ES-SHC-003-SB-DS-EQUP_0002 | 3 | SB | DS | EQUP_0002 | J206 |  |  |  | 2025-09-26 18:41 | Search Dashboard v1.2 STABLE.xlsm
| SOOT BLOWING | DETONATION CLEANER |  |  |  | SSB PI 31516 | 2000135969 | Control Panl Ssb Dcp 3002 Enclosure Pressure G | Delete | 15th FLR, 1153'-0 SOUTH WALL, BOTTOM TIER, CENTER | GAUGE |  |  | ES-SHC-003-SB-DS-EQUP_0002 | 3 | SB | DS | EQUP_0002 | J206 |  |  |  | 2025-09-26 18:41 | Search Dashboard v1.2 STABLE.xlsm
| SOOT BLOWING | DETONATION CLEANER |  |  |  | SSB PI 31517 | 2000135971 | Control Panl Ssb Dcp 3003 Enclosure Pressure G | Delete | 15th FLR, 1153'-0 SOUTH WALL, BOTTOM TIER, LEFT | GAUGE |  |  | ES-SHC-003-SB-DS-EQUP_0002 | 3 | SB | DS | EQUP_0002 | J206 |  |  |  | 2025-09-26 18:41 | Search Dashboard v1.2 STABLE.xlsm
| SOOT BLOWING | DETONATION CLEANER |  |  |  | SSB PI 31518 | 2000135973 | Control Panl Ssb Dcp 3004 Enclosure Pressure G | Delete | 15th FLR, 1153'-0 NORTH WALL, BOTTOM TIER, LEFT | GAUGE |  |  | ES-SHC-003-SB-DS-EQUP_0002 | 3 | SB | DS | EQUP_0002 | J206 |  |  |  | 2025-09-26 18:41 | Search Dashboard v1.2 STABLE.xlsm
| SOOT BLOWING | DETONATION CLEANER |  |  |  | SSB PI 31519 | 2000135975 | Control Panl Ssb Dcp 3005 Enclosure Pressure G | Delete | 15th FLR, 1153'-0 NORTH WALL, BOTTOM TIER, CENTER | GAUGE |  |  | ES-SHC-003-SB-DS-EQUP_0002 | 3 | SB | DS | EQUP_0002 | J206 |  |  |  | 2025-09-26 18:41 | Search Dashboard v1.2 STABLE.xlsm
| SOOT BLOWING | DETONATION CLEANER |  |  |  | SSB PI 31520 | 2000135977 | Control Panl Ssb Dcp 3006 Enclosure Pressure G | Delete | 15th FLR, 1153'-0 NORTH WALL, BOTTOM TIER, RIGHT | GAUGE |  |  | ES-SHC-003-SB-DS-EQUP_0002 | 3 | SB | DS | EQUP_0002 | J206 |  |  |  | 2025-09-26 18:41 | Search Dashboard v1.2 STABLE.xlsm
| SOOT BLOWING | DETONATION CLEANER |  |  |  | SSB PI 31521 | 2000135979 | Control Panl Ssb Dcp 3007 Enclosure Pressure G | Delete | 16th FLR, 1166'-9 SOUTH WALL, MIDDLE TIER, RIGHT | GAUGE |  |  | ES-SHC-003-SB-DS-EQUP_0002 | 3 | SB | DS | EQUP_0002 | J206 |  |  |  | 2025-09-26 18:41 | Search Dashboard v1.2 STABLE.xlsm
| SOOT BLOWING | DETONATION CLEANER |  |  |  | SSB PI 31522 | 2000135981 | Control Panl Ssb Dcp 3008 Enclosure Pressure G | Delete | 16th FLR, 1166'-9 SOUTH WALL, MIDDLE TIER, CENTER | GAUGE |  |  | ES-SHC-003-SB-DS-EQUP_0002 | 3 | SB | DS | EQUP_0002 | J206 |  |  |  | 2025-09-26 18:41 | Search Dashboard v1.2 STABLE.xlsm
| SOOT BLOWING | DETONATION CLEANER |  |  |  | SSB PI 31523 | 2000135983 | Control Panl Ssb Dcp 3009 Enclosure Pressure G | Delete | 16th FLR, 1166'-9 SOUTH WALL, MIDDLE TIER, LEFT | GAUGE |  |  | ES-SHC-003-SB-DS-EQUP_0002 | 3 | SB | DS | EQUP_0002 | J206 |  |  |  | 2025-09-26 18:41 | Search Dashboard v1.2 STABLE.xlsm
| SOOT BLOWING | DETONATION CLEANER |  |  |  | SSB PI 31524 | 2000135985 | Control Panl Ssb Dcp 3010 Enclosure Pressure G | Delete | 16th FLR, 1166'-9 NORTH WALL, MIDDLE TIER, LEFT | GAUGE |  |  | ES-SHC-003-SB-DS-EQUP_0002 | 3 | SB | DS | EQUP_0002 | J206 |  |  |  | 2025-09-26 18:41 | Search Dashboard v1.2 STABLE.xlsm
| SOOT BLOWING | DETONATION CLEANER |  |  |  | SSB PI 31525 | 2000135987 | Control Panl Ssb Dcp 3011 Enclosure Pressure G | Delete | 16th FLR, 1166'-9 NORTH WALL, MIDDLE TIER, CENTER | GAUGE |  |  | ES-SHC-003-SB-DS-EQUP_0002 | 3 | SB | DS | EQUP_0002 | J206 |  |  |  | 2025-09-26 18:41 | Search Dashboard v1.2 STABLE.xlsm
| SOOT BLOWING | DETONATION CLEANER |  |  |  | SSB PI 31526 | 2000135989 | Control Panl Ssb Dcp 3012 Enclosure Pressure G | Delete | 16th FLR, 1166'-0 NORTH WALL, MIDDLE TIER, RIGHT | GAUGE |  |  | ES-SHC-003-SB-DS-EQUP_0002 | 3 | SB | DS | EQUP_0002 | J206 |  |  |  | 2025-09-26 18:41 | Search Dashboard v1.2 STABLE.xlsm
| SOOT BLOWING | DETONATION CLEANER |  |  |  | SSB PI 31527 | 2000135991 | Control Panl Ssb Dcp 3013 Enclosure Pressure G | Delete | 17th FLR, 1184'-0 SOUTH WALL, TOP TIER, RIGHT | GAUGE |  |  | ES-SHC-003-SB-DS-EQUP_0002 | 3 | SB | DS | EQUP_0002 | J206 |  |  |  | 2025-09-26 18:41 | Search Dashboard v1.2 STABLE.xlsm
| SOOT BLOWING | DETONATION CLEANER |  |  |  | SSB PI 31528 | 2000135993 | Control Panl Ssb Dcp 3014 Enclosure Pressure G | Delete | 17th FLR, 1184'-0 SOUTH WALL, TOP TIER, CENTER | GAUGE |  |  | ES-SHC-003-SB-DS-EQUP_0002 | 3 | SB | DS | EQUP_0002 | J206 |  |  |  | 2025-09-26 18:41 | Search Dashboard v1.2 STABLE.xlsm
| SOOT BLOWING | DETONATION CLEANER |  |  |  | SSB PI 31529 | 2000135995 | Control Panl Ssb Dcp 3015 Enclosure Pressure G | Delete | 17th FLR, 1184'-0 SOUTH WALL, TOP TIER, LEFT | GAUGE |  |  | ES-SHC-003-SB-DS-EQUP_0002 | 3 | SB | DS | EQUP_0002 | J206 |  |  |  | 2025-09-26 18:41 | Search Dashboard v1.2 STABLE.xlsm
| SOOT BLOWING | DETONATION CLEANER |  |  |  | SSB PI 31530 | 2000135997 | Control Panl Ssb Dcp 3016 Enclosure Pressure G | Delete | 17th FLR, 1184'-0 NORTH WALL, TOP TIER, LEFT | GAUGE |  |  | ES-SHC-003-SB-DS-EQUP_0002 | 3 | SB | DS | EQUP_0002 | J206 |  |  |  | 2025-09-26 18:41 | Search Dashboard v1.2 STABLE.xlsm
| SOOT BLOWING | DETONATION CLEANER |  |  |  | SSB PI 31531 | 2000135999 | Control Panl Ssb Dcp 3017 Enclosure Pressure G | Delete | 17th FLR, 1184'-0 NORTH WALL, TOP TIER, CENTER | GAUGE |  |  | ES-SHC-003-SB-DS-EQUP_0002 | 3 | SB | DS | EQUP_0002 | J206 |  |  |  | 2025-09-26 18:41 | Search Dashboard v1.2 STABLE.xlsm
| SOOT BLOWING | DETONATION CLEANER |  |  |  | SSB PI 31532 | 2000136301 | Control Panl Ssb Dcp 3018 Enclosure Pressure G | Delete | 17th FLR, 1184'-0 NORTH WALL, TOP TIER, RIGHT | GAUGE |  |  | ES-SHC-003-SB-DS-EQUP_0002 | 3 | SB | DS | EQUP_0002 | J206 |  |  |  | 2025-09-26 18:41 | Search Dashboard v1.2 STABLE.xlsm
| SOOT BLOWING | DETONATION CLEANER |  |  |  | SSB PI 31533 | 2000136303 | Sbds Purge Air System Pressure Guage | Delete | 16 1/2 FL WEST - EAST OF N312 | GAUGE |  |  | ES-SHC-003-SB-DS-EQUP_0002 | 3 | SB | DS | EQUP_0002 | J206 |  |  |  | 2025-09-26 18:41 | Search Dashboard v1.2 STABLE.xlsm
| SOOT BLOWING | DETONATION CLEANER |  |  |  | SSB PS 31608 | 2000136561 | Backpass Acoustic Sb Air Psi-powerwave E | Delete | 16-1/2 FLOOR, WEST SIDE BOILER | SWCH |  |  | ES-SHC-003-SB-DS-EQUP_0002 | 3 | SB | DS | EQUP_0002 | J206 |  |  |  | 2025-09-26 18:41 | Search Dashboard v1.2 STABLE.xlsm
| SOOT BLOWING | DETONATION CLEANER |  |  |  | SSB PS 31609 | 2000136563 | Control Panl Ssb Dcp 3001 Enclosure Pressure South | Delete | 15th FLR, 1153'-0 SOUTH WALL, BOTTOM TIER, RIGHT | SWCH |  |  | ES-SHC-003-SB-DS-EQUP_0002 | 3 | SB | DS | EQUP_0002 | J206 |  |  |  | 2025-09-26 18:41 | Search Dashboard v1.2 STABLE.xlsm
| SOOT BLOWING | DETONATION CLEANER |  |  |  | SSB PS 31610 | 2000136565 | Control Panl Ssb Dcp 3002 Enclosure Pressure South | Delete | 15th FLR, 1153'-0 SOUTH WALL, BOTTOM TIER, CENTER | SWCH |  |  | ES-SHC-003-SB-DS-EQUP_0002 | 3 | SB | DS | EQUP_0002 | J206 |  |  |  | 2025-09-26 18:41 | Search Dashboard v1.2 STABLE.xlsm
| SOOT BLOWING | DETONATION CLEANER |  |  |  | SSB PS 31611 | 2000136567 | Control Panl Ssb Dcp 3003 Enclosure Pressure South | Delete | 15th FLR, 1153'-0 SOUTH WALL, BOTTOM TIER, LEFT | SWCH |  |  | ES-SHC-003-SB-DS-EQUP_0002 | 3 | SB | DS | EQUP_0002 | J206 |  |  |  | 2025-09-26 18:41 | Search Dashboard v1.2 STABLE.xlsm
| SOOT BLOWING | DETONATION CLEANER |  |  |  | SSB PS 31612 | 2000136569 | Control Panl Ssb Dcp 3004 Enclosure Pressure South | Delete | 15th FLR, 1153'-0 NORTH WALL, BOTTOM TIER, LEFT | SWCH |  |  | ES-SHC-003-SB-DS-EQUP_0002 | 3 | SB | DS | EQUP_0002 | J206 |  |  |  | 2025-09-26 18:41 | Search Dashboard v1.2 STABLE.xlsm
| SOOT BLOWING | DETONATION CLEANER |  |  |  | SSB PS 31613 | 2000136571 | Control Panl Ssb Dcp 3005 Enclosure Pressure South | Delete | 15th FLR, 1153'-0 NORTH WALL, BOTTOM TIER, CENTER | SWCH |  |  | ES-SHC-003-SB-DS-EQUP_0002 | 3 | SB | DS | EQUP_0002 | J206 |  |  |  | 2025-09-26 18:41 | Search Dashboard v1.2 STABLE.xlsm
| SOOT BLOWING | DETONATION CLEANER |  |  |  | SSB PS 31614 | 2000136573 | Control Panl Ssb Dcp 3006 Enclosure Pressure South | Delete | 15th FLR, 1153'-0 NORTH WALL, BOTTOM TIER, RIGHT | SWCH |  |  | ES-SHC-003-SB-DS-EQUP_0002 | 3 | SB | DS | EQUP_0002 | J206 |  |  |  | 2025-09-26 18:41 | Search Dashboard v1.2 STABLE.xlsm
| SOOT BLOWING | DETONATION CLEANER |  |  |  | SSB PS 31615 | 2000136575 | Control Panl Ssb Dcp 3007 Enclosure Pressure South | Delete | 16th FLR, 1166'-9 SOUTH WALL, MIDDLE TIER, RIGHT | SWCH |  |  | ES-SHC-003-SB-DS-EQUP_0002 | 3 | SB | DS | EQUP_0002 | J206 |  |  |  | 2025-09-26 18:41 | Search Dashboard v1.2 STABLE.xlsm
| SOOT BLOWING | DETONATION CLEANER |  |  |  | SSB PS 31616 | 2000136577 | Control Panl Ssb Dcp 3008 Enclosure Pressure South | Delete | 16th FLR, 1166'-9 SOUTH WALL, MIDDLE TIER, CENTER | SWCH |  |  | ES-SHC-003-SB-DS-EQUP_0002 | 3 | SB | DS | EQUP_0002 | J206 |  |  |  | 2025-09-26 18:41 | Search Dashboard v1.2 STABLE.xlsm
| SOOT BLOWING | DETONATION CLEANER |  |  |  | SSB PS 31617 | 2000136579 | Control Panl Ssb Dcp 3009 Enclosure Pressure South | Delete | 16th FLR, 1166'-9 SOUTH WALL, MIDDLE TIER, LEFT | SWCH |  |  | ES-SHC-003-SB-DS-EQUP_0002 | 3 | SB | DS | EQUP_0002 | J206 |  |  |  | 2025-09-26 18:41 | Search Dashboard v1.2 STABLE.xlsm
| SOOT BLOWING | DETONATION CLEANER |  |  |  | SSB PS 31618 | 2000136581 | Control Panl Ssb Dcp 3010 Enclosure Pressure South | Delete | 16th FLR, 1166'-9 NORTH WALL, MIDDLE TIER, LEFT | SWCH |  |  | ES-SHC-003-SB-DS-EQUP_0002 | 3 | SB | DS | EQUP_0002 | J206 |  |  |  | 2025-09-26 18:41 | Search Dashboard v1.2 STABLE.xlsm
| SOOT BLOWING | DETONATION CLEANER |  |  |  | SSB PS 31619 | 2000136584 | Control Panl Ssb Dcp 3011 Enclosure Pressure South | Delete | 16th FLR, 1166'-9 NORTH WALL, MIDDLE TIER, CENTER | SWCH |  |  | ES-SHC-003-SB-DS-EQUP_0002 | 3 | SB | DS | EQUP_0002 | J206 |  |  |  | 2025-09-26 18:41 | Search Dashboard v1.2 STABLE.xlsm
| SOOT BLOWING | DETONATION CLEANER |  |  |  | SSB PS 31620 | 2000136586 | Control Panl Ssb Dcp 3012 Enclosure Pressure South | Delete | 16th FLR, 1166'-0 NORTH WALL, MIDDLE TIER, RIGHT | SWCH |  |  | ES-SHC-003-SB-DS-EQUP_0002 | 3 | SB | DS | EQUP_0002 | J206 |  |  |  | 2025-09-26 18:41 | Search Dashboard v1.2 STABLE.xlsm
| SOOT BLOWING | DETONATION CLEANER |  |  |  | SSB PS 31621 | 2000136588 | Control Panl Ssb Dcp 3013 Enclosure Pressure South | Delete | 17th FLR, 1184'-0 SOUTH WALL, TOP TIER, RIGHT | SWCH |  |  | ES-SHC-003-SB-DS-EQUP_0002 | 3 | SB | DS | EQUP_0002 | J206 |  |  |  | 2025-09-26 18:41 | Search Dashboard v1.2 STABLE.xlsm
| SOOT BLOWING | DETONATION CLEANER |  |  |  | SSB PS 31622 | 2000136590 | Control Panl Ssb Dcp 3014 Enclosure Pressure South | Delete | 17th FLR, 1184'-0 SOUTH WALL, TOP TIER, CENTER | SWCH |  |  | ES-SHC-003-SB-DS-EQUP_0002 | 3 | SB | DS | EQUP_0002 | J206 |  |  |  | 2025-09-26 18:41 | Search Dashboard v1.2 STABLE.xlsm
| SOOT BLOWING | DETONATION CLEANER |  |  |  | SSB PS 31623 | 2000136592 | Control Panl Ssb Dcp 3015 Enclosure Pressure South | Delete | 17th FLR, 1184'-0 SOUTH WALL, TOP TIER, LEFT | SWCH |  |  | ES-SHC-003-SB-DS-EQUP_0002 | 3 | SB | DS | EQUP_0002 | J206 |  |  |  | 2025-09-26 18:41 | Search Dashboard v1.2 STABLE.xlsm
| SOOT BLOWING | DETONATION CLEANER |  |  |  | SSB PS 31624 | 2000136594 | Control Panl Ssb Dcp 3016 Enclosure Pressure South | Delete | 17th FLR, 1184'-0 NORTH WALL, TOP TIER, LEFT | SWCH |  |  | ES-SHC-003-SB-DS-EQUP_0002 | 3 | SB | DS | EQUP_0002 | J206 |  |  |  | 2025-09-26 18:41 | Search Dashboard v1.2 STABLE.xlsm
| SOOT BLOWING | DETONATION CLEANER |  |  |  | SSB PS 31625 | 2000136595 | Control Panl Ssb Dcp 3017 Enclosure Pressure South | Delete | 17th FLR, 1184'-0 NORTH WALL, TOP TIER, CENTER | SWCH |  |  | ES-SHC-003-SB-DS-EQUP_0002 | 3 | SB | DS | EQUP_0002 | J206 |  |  |  | 2025-09-26 18:41 | Search Dashboard v1.2 STABLE.xlsm
| SOOT BLOWING | DETONATION CLEANER |  |  |  | SSB PS 31626 | 2000136598 | Control Panl Ssb Dcp 3018 Enclosure Pressure South | Delete | 17th FLR, 1184'-0 NORTH WALL, TOP TIER, RIGHT | SWCH |  |  | ES-SHC-003-SB-DS-EQUP_0002 | 3 | SB | DS | EQUP_0002 | J206 |  |  |  | 2025-09-26 18:41 | Search Dashboard v1.2 STABLE.xlsm
| SOOT BLOWING | ACOUSTIC CLEANER |  |  |  | SSB PT 30390 | 2000136910 | Sbas Pressure Transmitter Dcs Supply | Delete | 5TH FL BOILER BUILDING NORTH | INSTM |  |  | ES-SHC-003-SB-AS-EQUP_0002 | 3 | SB | AS | EQUP_0002 | J206 |  |  |  | 2025-09-26 18:41 | Search Dashboard v1.2 STABLE.xlsm
| SOOT BLOWING | DETONATION CLEANER |  |  |  | SSB PT 30391 | 2000136912 | Backpass Detonation Soot Blwrs Air Supply F | Delete | 16-1/2 FLOOR, WEST SIDE BOILER | INSTM |  |  | ES-SHC-003-SB-DS-EQUP_0002 | 3 | SB | DS | EQUP_0002 | J206 |  |  |  | 2025-09-26 18:41 | Search Dashboard v1.2 STABLE.xlsm
| SOOT BLOWING | DETONATION CLEANER |  |  |  | SSB PT 30392 | 2000136914 | Backpass Detonation Soot Blwrs Airsply L | Delete | 16th FLOOR, WEST SIDE BOILER BY RECVEIVER TANK | INSTM |  |  | ES-SHC-003-SB-DS-EQUP_0002 | 3 | SB | DS | EQUP_0002 | J206 |  |  |  | 2025-09-26 18:41 | Search Dashboard v1.2 STABLE.xlsm
| SOOT BLOWING | DETONATION CLEANER |  |  |  | SSB PT 30393 | 2000136916 | Backpass Acoustic Sootblowers Fuel Line | Delete | 3-1/2 FLOOR, WEST SIDE OF BOILER IN AQCS BLDG | INSTM |  |  | ES-SHC-003-SB-DS-EQUP_0002 | 3 | SB | DS | EQUP_0002 | J206 |  |  |  | 2025-09-26 18:41 | Search Dashboard v1.2 STABLE.xlsm
| SOOT BLOWING | DETONATION CLEANER |  |  |  | SSB PT 30426 | 2000136917 | Inlet Pressure To Tank Pad Pressure Rgltr | Delete |  | INSTM |  |  | ES-SHC-003-SB-DS-EQUP_0002 | 3 | SB | DS | EQUP_0002 | J206 |  |  |  | 2025-09-26 18:41 | Search Dashboard v1.2 STABLE.xlsm
| SOOT BLOWING | DETONATION CLEANER |  |  |  | SSB RV 3846 | 2000136927 | Sbds Ethylene Relief Valve | Delete | 15TH FL AT P312 | VALVE |  |  | ES-SHC-003-SB-DS-EQUP_0003 | 3 | SB | DS | EQUP_0003 | J206 | 3846 |  |  | 2025-09-26 18:41 | Search Dashboard v1.2 STABLE.xlsm
| SOOT BLOWING | DETONATION CLEANER |  |  |  | SSB RV 3874 | 2000136929 | Sbds Ethlyene Relief Valve | Delete | SKID | VALVE |  |  | ES-SHC-003-SB-DS-EQUP_0003 | 3 | SB | DS | EQUP_0003 | J206 | 3874 |  |  | 2025-09-26 18:41 | Search Dashboard v1.2 STABLE.xlsm
| SOOT BLOWING | DETONATION CLEANER |  |  |  | SSB RV 3880 | 2000136931 | Sbds Ethlyene Relief Valve | Delete |  | VALVE |  |  | ES-SHC-003-SB-DS-EQUP_0003 | 3 | SB | DS | EQUP_0003 | J206 | 3880 |  |  | 2025-09-26 18:41 | Search Dashboard v1.2 STABLE.xlsm
| SOOT BLOWING | DETONATION CLEANER |  |  |  | SSB RV 3882 | 2000136933 | Sbds Ethlyene Relief Valve | Delete |  | VALVE |  |  | ES-SHC-003-SB-DS-EQUP_0003 | 3 | SB | DS | EQUP_0003 | J206 | 3882 |  |  | 2025-09-26 18:41 | Search Dashboard v1.2 STABLE.xlsm
| SOOT BLOWING | DETONATION CLEANER |  |  |  | SSB RV 3900 | 2000136935 | Sbds Oxid Air Receiver Tank Relief Valve | Delete | 16 FLR WEST - S OF N310 | VALVE |  |  | ES-SHC-003-SB-DS-EQUP_0003 | 3 | SB | DS | EQUP_0003 | J206 | 3900 |  |  | 2025-09-26 18:41 | Search Dashboard v1.2 STABLE.xlsm
| SOOT BLOWING | ACOUSTIC CLEANER |  |  |  | SSB RV 3937 | 2000136937 | Receiver Relief Valve | Delete | 5TH FL BOILER BUILDING NORTH | MISC |  |  | ES-SHC-003-SB-AS-EQUP_0003 | 3 | SB | AS | EQUP_0003 | J206 |  |  |  | 2025-09-26 18:41 | Search Dashboard v1.2 STABLE.xlsm
| SOOT BLOWING | DETONATION CLEANER |  |  |  | SSB ST 3902 | 2000137121 | Sbds1 Ethylene Fuel Filter | Delete | 15 FLR S WALL OF CONV PASS - EAST SIDE | FILTR |  |  | ES-SHC-003-SB-DS-EQUP_0003 | 3 | SB | DS | EQUP_0003 | J206 |  |  |  | 2025-09-26 18:41 | Search Dashboard v1.2 STABLE.xlsm
| SOOT BLOWING | DETONATION CLEANER |  |  |  | SSB ST 3903 | 2000137123 | Sbds2 Ethylene Fuel Filter | Delete | 15 FLR S WALL OF CONV PASS - CENTER SIDE | FILTR |  |  | ES-SHC-003-SB-DS-EQUP_0003 | 3 | SB | DS | EQUP_0003 | J206 |  |  |  | 2025-09-26 18:41 | Search Dashboard v1.2 STABLE.xlsm
| SOOT BLOWING | DETONATION CLEANER |  |  |  | SSB ST 3904 | 2000137125 | Sbds3 Ethylene Fuel Filter | Delete | 15 FLR S WALL OF CONV PASS - WEST SIDE | FILTR |  |  | ES-SHC-003-SB-DS-EQUP_0003 | 3 | SB | DS | EQUP_0003 | J206 |  |  |  | 2025-09-26 18:41 | Search Dashboard v1.2 STABLE.xlsm
| SOOT BLOWING | DETONATION CLEANER |  |  |  | SSB ST 3905 | 2000137127 | Sbds4 Ethylene Fuel Filter | Delete | 15 FLR N WALL BTWN Q306A & Q307A | FILTR |  |  | ES-SHC-003-SB-DS-EQUP_0003 | 3 | SB | DS | EQUP_0003 | J206 |  |  |  | 2025-09-26 18:41 | Search Dashboard v1.2 STABLE.xlsm
| SOOT BLOWING | DETONATION CLEANER |  |  |  | SSB ST 3906 | 2000137129 | Sbds5 Ethylene Fuel Filter | Delete | 15 FLR N WALL BTWN Q308 & Q307A | FILTR |  |  | ES-SHC-003-SB-DS-EQUP_0003 | 3 | SB | DS | EQUP_0003 | J206 |  |  |  | 2025-09-26 18:41 | Search Dashboard v1.2 STABLE.xlsm
| SOOT BLOWING | DETONATION CLEANER |  |  |  | SSB ST 3907 | 2000137131 | Sbds6 Ethylene Fuel Filter | Delete | 15 FLR N WALL BTWN Q308 & Q308B | FILTR |  |  | ES-SHC-003-SB-DS-EQUP_0003 | 3 | SB | DS | EQUP_0003 | J206 |  |  |  | 2025-09-26 18:41 | Search Dashboard v1.2 STABLE.xlsm
| SOOT BLOWING | DETONATION CLEANER |  |  |  | SSB ST 3908 | 2000137133 | Sbds7 Ethylene Fuel Filter | Delete | 16 FLR S WALL OF CONV PASS - EAST SIDE | FILTR |  |  | ES-SHC-003-SB-DS-EQUP_0003 | 3 | SB | DS | EQUP_0003 | J206 |  |  |  | 2025-09-26 18:41 | Search Dashboard v1.2 STABLE.xlsm
| SOOT BLOWING | DETONATION CLEANER |  |  |  | SSB ST 3909 | 2000137135 | Sbds8 Ethylene Fuel Filter | Delete | 16 FLR S WALL OF CONV PASS - CENTER SIDE | FILTR |  |  | ES-SHC-003-SB-DS-EQUP_0003 | 3 | SB | DS | EQUP_0003 | J206 |  |  |  | 2025-09-26 18:41 | Search Dashboard v1.2 STABLE.xlsm
| SOOT BLOWING | DETONATION CLEANER |  |  |  | SSB ST 3910 | 2000137137 | Sbds9 Ethylene Fuel Filter | Delete | 16 FLR S WALL OF CONV PASS - WEST SIDE | FILTR |  |  | ES-SHC-003-SB-DS-EQUP_0003 | 3 | SB | DS | EQUP_0003 | J206 |  |  |  | 2025-09-26 18:41 | Search Dashboard v1.2 STABLE.xlsm
| SOOT BLOWING | DETONATION CLEANER |  |  |  | SSB ST 3911 | 2000137139 | Sbds10 Ethylene Fuel Filter | Delete | 16 FLR N WALL BTWN Q306A & Q307A | FILTR |  |  | ES-SHC-003-SB-DS-EQUP_0003 | 3 | SB | DS | EQUP_0003 | J206 |  |  |  | 2025-09-26 18:41 | Search Dashboard v1.2 STABLE.xlsm
| SOOT BLOWING | DETONATION CLEANER |  |  |  | SSB ST 3912 | 2000137141 | Sbds11 Ethylene Fuel Filter | Delete | 16 FLR N WALL BTWN Q308 & Q307A | FILTR |  |  | ES-SHC-003-SB-DS-EQUP_0003 | 3 | SB | DS | EQUP_0003 | J206 |  |  |  | 2025-09-26 18:41 | Search Dashboard v1.2 STABLE.xlsm
| SOOT BLOWING | DETONATION CLEANER |  |  |  | SSB ST 3913 | 2000137143 | Sbds12 Ethylene Fuel Filter | Delete | 16 FLR N WALL BTWN Q308 & Q308B | FILTR |  |  | ES-SHC-003-SB-DS-EQUP_0003 | 3 | SB | DS | EQUP_0003 | J206 |  |  |  | 2025-09-26 18:41 | Search Dashboard v1.2 STABLE.xlsm
| SOOT BLOWING | DETONATION CLEANER |  |  |  | SSB ST 3914 | 2000137145 | Sbds13 Ethylene Fuel Filter | Delete | 17 FLR S WALL OF CONV PASS - EAST SIDE | FILTR |  |  | ES-SHC-003-SB-DS-EQUP_0003 | 3 | SB | DS | EQUP_0003 | J206 |  |  |  | 2025-09-26 18:41 | Search Dashboard v1.2 STABLE.xlsm
| SOOT BLOWING | DETONATION CLEANER |  |  |  | SSB ST 3915 | 2000137148 | Sbds14 Ethylene Fuel Filter | Delete | 17 FLR S WALL OF CONV PASS - CENTER SIDE | FILTR |  |  | ES-SHC-003-SB-DS-EQUP_0003 | 3 | SB | DS | EQUP_0003 | J206 |  |  |  | 2025-09-26 18:41 | Search Dashboard v1.2 STABLE.xlsm
| SOOT BLOWING | DETONATION CLEANER |  |  |  | SSB ST 3916 | 2000137149 | Sbds15 Ethylene Fuel Filter | Delete | 17 FLR S WALL OF CONV PASS - WEST SIDE | FILTR |  |  | ES-SHC-003-SB-DS-EQUP_0003 | 3 | SB | DS | EQUP_0003 | J206 |  |  |  | 2025-09-26 18:41 | Search Dashboard v1.2 STABLE.xlsm
| SOOT BLOWING | DETONATION CLEANER |  |  |  | SSB ST 3917 | 2000137151 | Sbds16 Ethylene Fuel Filter | Delete | 17 FLR N WALL BTWN Q306A & Q307A | FILTR |  |  | ES-SHC-003-SB-DS-EQUP_0003 | 3 | SB | DS | EQUP_0003 | J206 |  |  |  | 2025-09-26 18:41 | Search Dashboard v1.2 STABLE.xlsm
| SOOT BLOWING | DETONATION CLEANER |  |  |  | SSB ST 3918 | 2000137154 | Sbds17 Ethylene Fuel Filter | Delete | 17 FLR N WALL BTWN Q308 & Q307A | FILTR |  |  | ES-SHC-003-SB-DS-EQUP_0003 | 3 | SB | DS | EQUP_0003 | J206 |  |  |  | 2025-09-26 18:41 | Search Dashboard v1.2 STABLE.xlsm
| SOOT BLOWING | DETONATION CLEANER |  |  |  | SSB ST 3919 | 2000137155 | Sbds18 Ethylene Fuel Filter | Delete | 17 FLR N WALL BTWN Q308 & Q308B | FILTR |  |  | ES-SHC-003-SB-DS-EQUP_0003 | 3 | SB | DS | EQUP_0003 | J206 |  |  |  | 2025-09-26 18:41 | Search Dashboard v1.2 STABLE.xlsm
| SOOT BLOWING | ACOUSTIC CLEANER |  |  |  | SSB ST 3934 | 2000137157 | Sbas Air Filter | Delete | 5TH FL BOILER BUILDING NORTH | FILTR |  |  | ES-SHC-003-SB-AS-EQUP_0002 | 3 | SB | AS | EQUP_0002 | J206 |  |  |  | 2025-09-26 18:41 | Search Dashboard v1.2 STABLE.xlsm
| SOOT BLOWING | ACOUSTIC CLEANER |  |  |  | SSB ST 3935 | 2000137160 | Sbas Air Filter | Delete | 5TH FL BOILER BUILDING NORTH | FILTR |  |  | ES-SHC-003-SB-AS-EQUP_0002 | 3 | SB | AS | EQUP_0002 | J206 |  |  |  | 2025-09-26 18:41 | Search Dashboard v1.2 STABLE.xlsm
| SOOT BLOWING | DETONATION CLEANER |  |  |  | SSB SV 32127 | 2000137193 | Sbds-1 Ethylene Fuel Supply Cut Off | Delete | 15TH FL N306 30' WEST CONVECTIVE PASS, SOUTH WALL | VALVE |  |  | ES-SHC-003-SB-DS-EQUP_0002 | 3 | SB | DS | EQUP_0002 | J206 | 32127 |  |  | 2025-09-26 18:41 | Search Dashboard v1.2 STABLE.xlsm
| SOOT BLOWING | DETONATION CLEANER |  |  |  | SSB SV 32128 | 2000137195 | Sbds-1 Combustion Chamber Ethylene Fuel | Delete | 15TH FL N306 30' WEST CONVECTIVE PASS, SOUTH WALL | VALVE |  |  | ES-SHC-003-SB-DS-EQUP_0002 | 3 | SB | DS | EQUP_0002 | J206 | 32128 |  |  | 2025-09-26 18:41 | Search Dashboard v1.2 STABLE.xlsm
| SOOT BLOWING | DETONATION CLEANER |  |  |  | SSB SV 32129 | 2000137197 | Sbds-1 Combustion Chamber Ethylene Fuel | Delete | 15TH FL N306 30' WEST CONVECTIVE PASS, SOUTH WALL | VALVE |  |  | ES-SHC-003-SB-DS-EQUP_0002 | 3 | SB | DS | EQUP_0002 | J206 | 32129 |  |  | 2025-09-26 18:41 | Search Dashboard v1.2 STABLE.xlsm
| SOOT BLOWING | DETONATION CLEANER |  |  |  | SSB SV 32130 | 2000137500 | Sbds-1 Combustion Chamber Air Inlet | Delete | 15TH FL N306 30' WEST CONVECTIVE PASS, SOUTH WALL | VALVE |  |  | ES-SHC-003-SB-DS-EQUP_0002 | 3 | SB | DS | EQUP_0002 | J206 | 32130 |  |  | 2025-09-26 18:41 | Search Dashboard v1.2 STABLE.xlsm
| SOOT BLOWING | DETONATION CLEANER |  |  |  | SSB SV 32131 | 2000137501 | Sbds-2 Ethylene Fuel Supply Cut Off | Delete | 15TH FL N306 65' WEST CONVECTIVE PASS, SOUTH WALL | VALVE |  |  | ES-SHC-003-SB-DS-EQUP_0002 | 3 | SB | DS | EQUP_0002 | J206 | 32131 |  |  | 2025-09-26 18:41 | Search Dashboard v1.2 STABLE.xlsm
| SOOT BLOWING | DETONATION CLEANER |  |  |  | SSB SV 32132 | 2000137504 | Sbds-2 Combustion Chamber Ethylene Fuel | Delete | 15TH FL N306 65' WEST CONVECTIVE PASS, SOUTH WALL | VALVE |  |  | ES-SHC-003-SB-DS-EQUP_0002 | 3 | SB | DS | EQUP_0002 | J206 | 32132 |  |  | 2025-09-26 18:41 | Search Dashboard v1.2 STABLE.xlsm
| SOOT BLOWING | DETONATION CLEANER |  |  |  | SSB SV 32133 | 2000137506 | Sbds-2 Combustion Chamber Ethylene Fuel | Delete | 15TH FL N306 65' WEST CONVECTIVE PASS, SOUTH WALL | VALVE |  |  | ES-SHC-003-SB-DS-EQUP_0002 | 3 | SB | DS | EQUP_0002 | J206 | 32133 |  |  | 2025-09-26 18:41 | Search Dashboard v1.2 STABLE.xlsm
| SOOT BLOWING | DETONATION CLEANER |  |  |  | SSB SV 32134 | 2000137508 | Sbds-2 Combustion Chamber Air Inlet | Delete | 15TH FL N306 65' WEST CONVECTIVE PASS, SOUTH WALL | VALVE |  |  | ES-SHC-003-SB-DS-EQUP_0002 | 3 | SB | DS | EQUP_0002 | J206 | 32134 |  |  | 2025-09-26 18:41 | Search Dashboard v1.2 STABLE.xlsm
| SOOT BLOWING | DETONATION CLEANER |  |  |  | SSB SV 32135 | 2000137509 | Sbds-3 Ethylene Fuel Supply Cut Off | Delete | 15TH FL N310 30' EAST CONVECTIVE PASS, SOUTH WALL | VALVE |  |  | ES-SHC-003-SB-DS-EQUP_0002 | 3 | SB | DS | EQUP_0002 | J206 | 32135 |  |  | 2025-09-26 18:41 | Search Dashboard v1.2 STABLE.xlsm
| SOOT BLOWING | DETONATION CLEANER |  |  |  | SSB SV 32136 | 2000137511 | Sbds-3 Combustion Chamber Ethylene Fuel | Delete | 15TH FL N310 30' EAST CONVECTIVE PASS, SOUTH WALL | VALVE |  |  | ES-SHC-003-SB-DS-EQUP_0002 | 3 | SB | DS | EQUP_0002 | J206 | 32136 |  |  | 2025-09-26 18:41 | Search Dashboard v1.2 STABLE.xlsm
| SOOT BLOWING | DETONATION CLEANER |  |  |  | SSB SV 32137 | 2000137513 | Sbds-3 Combustion Chamber Ethylene Fuel | Delete | 15TH FL N310 30' EAST CONVECTIVE PASS, SOUTH WALL | VALVE |  |  | ES-SHC-003-SB-DS-EQUP_0002 | 3 | SB | DS | EQUP_0002 | J206 | 32137 |  |  | 2025-09-26 18:41 | Search Dashboard v1.2 STABLE.xlsm
| SOOT BLOWING | DETONATION CLEANER |  |  |  | SSB SV 32138 | 2000137515 | Sbds-3 Combustion Chamber Air Inlet | Delete | 15TH FL N310 30' EAST CONVECTIVE PASS, SOUTH WALL | VALVE |  |  | ES-SHC-003-SB-DS-EQUP_0002 | 3 | SB | DS | EQUP_0002 | J206 | 32138 |  |  | 2025-09-26 18:41 | Search Dashboard v1.2 STABLE.xlsm
| SOOT BLOWING | DETONATION CLEANER |  |  |  | SSB SV 32139 | 2000137517 | Sbds-4 Ethylene Fuel Supply Cut Off | Delete | 15TH FL 25' SW OF Q-306A CONVECTIVE PASS NORT WALL | VALVE |  |  | ES-SHC-003-SB-DS-EQUP_0002 | 3 | SB | DS | EQUP_0002 | J206 | 32139 |  |  | 2025-09-26 18:41 | Search Dashboard v1.2 STABLE.xlsm
| SOOT BLOWING | DETONATION CLEANER |  |  |  | SSB SV 32140 | 2000137519 | Sbds-4 Combustion Chamber Ethylene Fuel | Delete | 15TH FL 25' SW OF Q-306A CONVECTIVE PASS NORT WALL | VALVE |  |  | ES-SHC-003-SB-DS-EQUP_0002 | 3 | SB | DS | EQUP_0002 | J206 | 32140 |  |  | 2025-09-26 18:41 | Search Dashboard v1.2 STABLE.xlsm
| SOOT BLOWING | DETONATION CLEANER |  |  |  | SSB SV 32141 | 2000137521 | Sbds-4 Combustion Chamber Ethylene Fuel | Delete | 15TH FL 25' SW OF Q-306A CONVECTIVE PASS NORT WALL | VALVE |  |  | ES-SHC-003-SB-DS-EQUP_0002 | 3 | SB | DS | EQUP_0002 | J206 | 32141 |  |  | 2025-09-26 18:41 | Search Dashboard v1.2 STABLE.xlsm
| SOOT BLOWING | DETONATION CLEANER |  |  |  | SSB SV 32142 | 2000137523 | Sbds-4 Combustion Chamber Air Inlet | Delete | 15TH FL 25' SW OF Q-306A CONVECTIVE PASS NORT WALL | VALVE |  |  | ES-SHC-003-SB-DS-EQUP_0002 | 3 | SB | DS | EQUP_0002 | J206 | 32142 |  |  | 2025-09-26 18:41 | Search Dashboard v1.2 STABLE.xlsm
| SOOT BLOWING | DETONATION CLEANER |  |  |  | SSB SV 32143 | 2000137525 | Sbds-5 Ethylene Fuel Supply Cut Off | Delete | 15TH FL 15' SW OF Q-307A CONVECTIVE PASS NORT WALL | VALVE |  |  | ES-SHC-003-SB-DS-EQUP_0002 | 3 | SB | DS | EQUP_0002 | J206 | 32143 |  |  | 2025-09-26 18:41 | Search Dashboard v1.2 STABLE.xlsm
| SOOT BLOWING | DETONATION CLEANER |  |  |  | SSB SV 32144 | 2000137527 | Sbds-5 Combustion Chamber Ethylene Fuel | Delete | 15TH FL 15' SW OF Q-307A CONVECTIVE PASS NORT WALL | VALVE |  |  | ES-SHC-003-SB-DS-EQUP_0002 | 3 | SB | DS | EQUP_0002 | J206 | 32144 |  |  | 2025-09-26 18:41 | Search Dashboard v1.2 STABLE.xlsm
| SOOT BLOWING | DETONATION CLEANER |  |  |  | SSB SV 32145 | 2000137529 | Sbds-5 Combustion Chamber Ethylene Fuel | Delete | 15TH FL 15' SW OF Q-307A CONVECTIVE PASS NORT WALL | VALVE |  |  | ES-SHC-003-SB-DS-EQUP_0002 | 3 | SB | DS | EQUP_0002 | J206 | 32145 |  |  | 2025-09-26 18:41 | Search Dashboard v1.2 STABLE.xlsm
| SOOT BLOWING | DETONATION CLEANER |  |  |  | SSB SV 32146 | 2000137531 | Sbds-5 Combustion Chamber Air Inlet | Delete | 15TH FL 15' SW OF Q-307A CONVECTIVE PASS NORT WALL | VALVE |  |  | ES-SHC-003-SB-DS-EQUP_0002 | 3 | SB | DS | EQUP_0002 | J206 | 32146 |  |  | 2025-09-26 18:41 | Search Dashboard v1.2 STABLE.xlsm
| SOOT BLOWING | DETONATION CLEANER |  |  |  | SSB SV 32147 | 2000137533 | Sbds-6 Ethylene Fuel Supply Cut Off | Delete | 15TH FL 25' SE OF Q-308B CONVECTIVE PASS NORT WALL | VALVE |  |  | ES-SHC-003-SB-DS-EQUP_0002 | 3 | SB | DS | EQUP_0002 | J206 | 32147 |  |  | 2025-09-26 18:41 | Search Dashboard v1.2 STABLE.xlsm
| SOOT BLOWING | DETONATION CLEANER |  |  |  | SSB SV 32148 | 2000137535 | Sbds-6 Combustion Chamber Ethylene Fuel | Delete | 15TH FL 25' SE OF Q-308B CONVECTIVE PASS NORT WALL | VALVE |  |  | ES-SHC-003-SB-DS-EQUP_0002 | 3 | SB | DS | EQUP_0002 | J206 | 32148 |  |  | 2025-09-26 18:41 | Search Dashboard v1.2 STABLE.xlsm
| SOOT BLOWING | DETONATION CLEANER |  |  |  | SSB SV 32149 | 2000137537 | Sbds-6 Combustion Chamber Ethylene Fuel | Delete | 15TH FL 25' SE OF Q-308B CONVECTIVE PASS NORT WALL | VALVE |  |  | ES-SHC-003-SB-DS-EQUP_0002 | 3 | SB | DS | EQUP_0002 | J206 | 32149 |  |  | 2025-09-26 18:41 | Search Dashboard v1.2 STABLE.xlsm
| SOOT BLOWING | DETONATION CLEANER |  |  |  | SSB SV 32150 | 2000137539 | Sbds-6 Combustion Chamber Air Inlet | Delete | 15TH FL 25' SE OF Q-308B CONVECTIVE PASS NORT WALL | VALVE |  |  | ES-SHC-003-SB-DS-EQUP_0002 | 3 | SB | DS | EQUP_0002 | J206 | 32150 |  |  | 2025-09-26 18:41 | Search Dashboard v1.2 STABLE.xlsm
| SOOT BLOWING | DETONATION CLEANER |  |  |  | SSB SV 32151 | 2000137541 | Sbds-7 Ethylene Fuel Supply Cut Off | Delete | 16TH FL 30' W OF N-306 CONVECTIVE PASS SOUTH WALL | VALVE |  |  | ES-SHC-003-SB-DS-EQUP_0002 | 3 | SB | DS | EQUP_0002 | J206 | 32151 |  |  | 2025-09-26 18:41 | Search Dashboard v1.2 STABLE.xlsm
| SOOT BLOWING | DETONATION CLEANER |  |  |  | SSB SV 32152 | 2000137543 | Sbds-7 Combustion Chamber Ethylene Fuel | Delete | 16TH FL 30' W OF N-306 CONVECTIVE PASS SOUTH WALL | VALVE |  |  | ES-SHC-003-SB-DS-EQUP_0002 | 3 | SB | DS | EQUP_0002 | J206 | 32152 |  |  | 2025-09-26 18:41 | Search Dashboard v1.2 STABLE.xlsm
| SOOT BLOWING | DETONATION CLEANER |  |  |  | SSB SV 32153 | 2000137544 | Sbds-7 Combustion Chamber Ethylene Fuel | Delete | 16TH FL 30' W OF N-306 CONVECTIVE PASS SOUTH WALL | VALVE |  |  | ES-SHC-003-SB-DS-EQUP_0002 | 3 | SB | DS | EQUP_0002 | J206 | 32153 |  |  | 2025-09-26 18:41 | Search Dashboard v1.2 STABLE.xlsm
| SOOT BLOWING | DETONATION CLEANER |  |  |  | SSB SV 32154 | 2000137546 | Sbds-7 Combustion Chamber Air Inlet | Delete | 16TH FL 30' W OF N-306 CONVECTIVE PASS SOUTH WALL | VALVE |  |  | ES-SHC-003-SB-DS-EQUP_0002 | 3 | SB | DS | EQUP_0002 | J206 | 32154 |  |  | 2025-09-26 18:41 | Search Dashboard v1.2 STABLE.xlsm
| SOOT BLOWING | DETONATION CLEANER |  |  |  | SSB SV 32155 | 2000137548 | Sbds-8 Ethylene Fuel Supply Cut Off | Delete | 16TH FL 65' W OF N-306 CONVECTIVE PASS SOUTH WALL | VALVE |  |  | ES-SHC-003-SB-DS-EQUP_0002 | 3 | SB | DS | EQUP_0002 | J206 | 32155 |  |  | 2025-09-26 18:41 | Search Dashboard v1.2 STABLE.xlsm
| SOOT BLOWING | DETONATION CLEANER |  |  |  | SSB SV 32156 | 2000137550 | Sbds-8 Combustion Chamber Ethylene Fuel | Delete | 16TH FL 65' W OF N-306 CONVECTIVE PASS SOUTH WALL | VALVE |  |  | ES-SHC-003-SB-DS-EQUP_0002 | 3 | SB | DS | EQUP_0002 | J206 | 32156 |  |  | 2025-09-26 18:41 | Search Dashboard v1.2 STABLE.xlsm
| SOOT BLOWING | DETONATION CLEANER |  |  |  | SSB SV 32157 | 2000137552 | Sbds-8 Combustion Chamber Ethylene Fuel | Delete | 16TH FL 65' W OF N-306 CONVECTIVE PASS SOUTH WALL | VALVE |  |  | ES-SHC-003-SB-DS-EQUP_0002 | 3 | SB | DS | EQUP_0002 | J206 | 32157 |  |  | 2025-09-26 18:41 | Search Dashboard v1.2 STABLE.xlsm
| SOOT BLOWING | DETONATION CLEANER |  |  |  | SSB SV 32158 | 2000137554 | Sbds-8 Combustion Chamber Air Inlet | Delete | 16TH FL 65' W OF N-306 CONVECTIVE PASS SOUTH WALL | VALVE |  |  | ES-SHC-003-SB-DS-EQUP_0002 | 3 | SB | DS | EQUP_0002 | J206 | 32158 |  |  | 2025-09-26 18:41 | Search Dashboard v1.2 STABLE.xlsm
| SOOT BLOWING | DETONATION CLEANER |  |  |  | SSB SV 32159 | 2000137556 | Sbds-9 Ethylene Fuel Supply Cut Off | Delete | 16TH FL 30' E OF N-310 CONVECTIVE PASS SOUTH WALL | VALVE |  |  | ES-SHC-003-SB-DS-EQUP_0002 | 3 | SB | DS | EQUP_0002 | J206 | 32159 |  |  | 2025-09-26 18:41 | Search Dashboard v1.2 STABLE.xlsm
| SOOT BLOWING | DETONATION CLEANER |  |  |  | SSB SV 32160 | 2000137558 | Sbds-9 Combustion Chamber Ethylene Fuel | Delete | 16TH FL 30' E OF N-310 CONVECTIVE PASS SOUTH WALL | VALVE |  |  | ES-SHC-003-SB-DS-EQUP_0002 | 3 | SB | DS | EQUP_0002 | J206 | 32160 |  |  | 2025-09-26 18:41 | Search Dashboard v1.2 STABLE.xlsm
| SOOT BLOWING | DETONATION CLEANER |  |  |  | SSB SV 32161 | 2000137560 | Sbds-9 Combustion Chamber Ethylene Fuel | Delete | 16TH FL 30' E OF N-310 CONVECTIVE PASS SOUTH WALL | VALVE |  |  | ES-SHC-003-SB-DS-EQUP_0002 | 3 | SB | DS | EQUP_0002 | J206 | 32161 |  |  | 2025-09-26 18:41 | Search Dashboard v1.2 STABLE.xlsm
| SOOT BLOWING | DETONATION CLEANER |  |  |  | SSB SV 32162 | 2000137562 | Sbds-9 Combustion Chamber Air Inlet | Delete | 16TH FL 30' E OF N-310 CONVECTIVE PASS SOUTH WALL | VALVE |  |  | ES-SHC-003-SB-DS-EQUP_0002 | 3 | SB | DS | EQUP_0002 | J206 | 32162 |  |  | 2025-09-26 18:41 | Search Dashboard v1.2 STABLE.xlsm
| SOOT BLOWING | DETONATION CLEANER |  |  |  | SSB SV 32163 | 2000137564 | Sbds-10 Ethylene Fuel Supply Cut Off | Delete | 16TH FL 25' SW OF Q-306A CONVECTIVE PASS NORT WALL | VALVE |  |  | ES-SHC-003-SB-DS-EQUP_0002 | 3 | SB | DS | EQUP_0002 | J206 | 32163 |  |  | 2025-09-26 18:41 | Search Dashboard v1.2 STABLE.xlsm
| SOOT BLOWING | DETONATION CLEANER |  |  |  | SSB SV 32164 | 2000137566 | Sbds-10 Combustion Chambr Ethylene Fuel | Delete | 16TH FL 25' SW OF Q-306A CONVECTIVE PASS NORT WALL | VALVE |  |  | ES-SHC-003-SB-DS-EQUP_0002 | 3 | SB | DS | EQUP_0002 | J206 | 32164 |  |  | 2025-09-26 18:41 | Search Dashboard v1.2 STABLE.xlsm
| SOOT BLOWING | DETONATION CLEANER |  |  |  | SSB SV 32165 | 2000137568 | Sbds-10 Combustion Chambr Ethylene Fuel | Delete | 16TH FL 25' SW OF Q-306A CONVECTIVE PASS NORT WALL | VALVE |  |  | ES-SHC-003-SB-DS-EQUP_0002 | 3 | SB | DS | EQUP_0002 | J206 | 32165 |  |  | 2025-09-26 18:41 | Search Dashboard v1.2 STABLE.xlsm
| SOOT BLOWING | DETONATION CLEANER |  |  |  | SSB SV 32166 | 2000137570 | Sbds-10 Combustion Chambr Air Inlet | Delete | 16TH FL 25' SW OF Q-306A CONVECTIVE PASS NORT WALL | VALVE |  |  | ES-SHC-003-SB-DS-EQUP_0002 | 3 | SB | DS | EQUP_0002 | J206 | 32166 |  |  | 2025-09-26 18:41 | Search Dashboard v1.2 STABLE.xlsm
| SOOT BLOWING | DETONATION CLEANER |  |  |  | SSB SV 32167 | 2000137572 | Sbds-11 Ethylene Fuel Supply Cut Off | Delete | 16TH FL 30' SW OF Q-307A CONVECTIVE PASS NORT WALL | VALVE |  |  | ES-SHC-003-SB-DS-EQUP_0002 | 3 | SB | DS | EQUP_0002 | J206 | 32167 |  |  | 2025-09-26 18:41 | Search Dashboard v1.2 STABLE.xlsm
| SOOT BLOWING | DETONATION CLEANER |  |  |  | SSB SV 32168 | 2000137574 | Sbds-11 Combustion Chambr Ethylene Fuel | Delete | 16TH FL 30' SW OF Q-307A CONVECTIVE PASS NORT WALL | VALVE |  |  | ES-SHC-003-SB-DS-EQUP_0002 | 3 | SB | DS | EQUP_0002 | J206 | 32168 |  |  | 2025-09-26 18:41 | Search Dashboard v1.2 STABLE.xlsm
| SOOT BLOWING | DETONATION CLEANER |  |  |  | SSB SV 32169 | 2000137576 | Sbds-11 Combustion Chambr Ethylene Fuel | Delete | 16TH FL 30' SW OF Q-307A CONVECTIVE PASS NORT WALL | VALVE |  |  | ES-SHC-003-SB-DS-EQUP_0002 | 3 | SB | DS | EQUP_0002 | J206 | 32169 |  |  | 2025-09-26 18:41 | Search Dashboard v1.2 STABLE.xlsm
| SOOT BLOWING | DETONATION CLEANER |  |  |  | SSB SV 32170 | 2000137578 | Sbds-11 Combustion Chambr Air Inlet | Delete | 16TH FL 30' SW OF Q-307A CONVECTIVE PASS NORT WALL | VALVE |  |  | ES-SHC-003-SB-DS-EQUP_0002 | 3 | SB | DS | EQUP_0002 | J206 | 32170 |  |  | 2025-09-26 18:41 | Search Dashboard v1.2 STABLE.xlsm
| SOOT BLOWING | DETONATION CLEANER |  |  |  | SSB SV 32171 | 2000137580 | Sbds-12 Ethylene Fuel Supply Cut Off | Delete | 16TH FL 25' SE OF Q-308B CONVECTIVE PASS NORT WALL | VALVE |  |  | ES-SHC-003-SB-DS-EQUP_0002 | 3 | SB | DS | EQUP_0002 | J206 | 32171 |  |  | 2025-09-26 18:41 | Search Dashboard v1.2 STABLE.xlsm
| SOOT BLOWING | DETONATION CLEANER |  |  |  | SSB SV 32172 | 2000137582 | Sbds-12 Combustion Chambr Ethylene Fuel | Delete | 16TH FL 25' SE OF Q-308B CONVECTIVE PASS NORT WALL | VALVE |  |  | ES-SHC-003-SB-DS-EQUP_0002 | 3 | SB | DS | EQUP_0002 | J206 | 32172 |  |  | 2025-09-26 18:41 | Search Dashboard v1.2 STABLE.xlsm
| SOOT BLOWING | DETONATION CLEANER |  |  |  | SSB SV 32173 | 2000137584 | Sbds-12 Combustion Chambr Ethylene Fuel | Delete | 16TH FL 25' SE OF Q-308B CONVECTIVE PASS NORT WALL | VALVE |  |  | ES-SHC-003-SB-DS-EQUP_0002 | 3 | SB | DS | EQUP_0002 | J206 | 32173 |  |  | 2025-09-26 18:41 | Search Dashboard v1.2 STABLE.xlsm
| SOOT BLOWING | DETONATION CLEANER |  |  |  | SSB SV 32174 | 2000137586 | Sbds-12 Combustion Chambr Air Inlet | Delete | 16TH FL 25' SE OF Q-308B CONVECTIVE PASS NORT WALL | VALVE |  |  | ES-SHC-003-SB-DS-EQUP_0002 | 3 | SB | DS | EQUP_0002 | J206 | 32174 |  |  | 2025-09-26 18:41 | Search Dashboard v1.2 STABLE.xlsm
| SOOT BLOWING | DETONATION CLEANER |  |  |  | SSB SV 32175 | 2000137588 | Sbds-13 Ethylene Fuel Supply Cut Off | Delete | 17TH FL 30' W OF N306 CONVECTIVE PASS SOUTH WALL | VALVE |  |  | ES-SHC-003-SB-DS-EQUP_0002 | 3 | SB | DS | EQUP_0002 | J206 | 32175 |  |  | 2025-09-26 18:41 | Search Dashboard v1.2 STABLE.xlsm
| SOOT BLOWING | DETONATION CLEANER |  |  |  | SSB SV 32176 | 2000137590 | Sbds-13 Combustion Chambr Ethylene Fuel | Delete | 17TH FL 30' W OF N306 CONVECTIVE PASS SOUTH WALL | VALVE |  |  | ES-SHC-003-SB-DS-EQUP_0002 | 3 | SB | DS | EQUP_0002 | J206 | 32176 |  |  | 2025-09-26 18:41 | Search Dashboard v1.2 STABLE.xlsm
| SOOT BLOWING | DETONATION CLEANER |  |  |  | SSB SV 32177 | 2000137592 | Sbds-13 Combustion Chambr Ethylene Fuel | Delete | 17TH FL 30' W OF N306 CONVECTIVE PASS SOUTH WALL | VALVE |  |  | ES-SHC-003-SB-DS-EQUP_0002 | 3 | SB | DS | EQUP_0002 | J206 | 32177 |  |  | 2025-09-26 18:41 | Search Dashboard v1.2 STABLE.xlsm
| SOOT BLOWING | DETONATION CLEANER |  |  |  | SSB SV 32178 | 2000137594 | Sbds-13 Combustion Chambr Air Inlet | Delete | 17TH FL 30' W OF N306 CONVECTIVE PASS SOUTH WALL | VALVE |  |  | ES-SHC-003-SB-DS-EQUP_0002 | 3 | SB | DS | EQUP_0002 | J206 | 32178 |  |  | 2025-09-26 18:41 | Search Dashboard v1.2 STABLE.xlsm
| SOOT BLOWING | DETONATION CLEANER |  |  |  | SSB SV 32179 | 2000137596 | Sbds-14 Ethylene Fuel Supply Cut Off | Delete | 17TH FL 65' W OF N306 CONVECTIVE PASS SOUTH WALL | VALVE |  |  | ES-SHC-003-SB-DS-EQUP_0002 | 3 | SB | DS | EQUP_0002 | J206 | 32179 |  |  | 2025-09-26 18:41 | Search Dashboard v1.2 STABLE.xlsm
| SOOT BLOWING | DETONATION CLEANER |  |  |  | SSB SV 32180 | 2000137598 | Sbds-14 Combustion Chambr Ethylene Fuel | Delete | 17TH FL 65' W OF N306 CONVECTIVE PASS SOUTH WALL | VALVE |  |  | ES-SHC-003-SB-DS-EQUP_0002 | 3 | SB | DS | EQUP_0002 | J206 | 32180 |  |  | 2025-09-26 18:41 | Search Dashboard v1.2 STABLE.xlsm
| SOOT BLOWING | DETONATION CLEANER |  |  |  | SSB SV 32181 | 2000137700 | Sbds-14 Combustion Chambr Ethylene Fuel | Delete | 17TH FL 65' W OF N306 CONVECTIVE PASS SOUTH WALL | VALVE |  |  | ES-SHC-003-SB-DS-EQUP_0002 | 3 | SB | DS | EQUP_0002 | J206 | 32181 |  |  | 2025-09-26 18:41 | Search Dashboard v1.2 STABLE.xlsm
| SOOT BLOWING | DETONATION CLEANER |  |  |  | SSB SV 32182 | 2000137702 | Sbds-14 Combustion Chambr Air Inlet | Delete | 17TH FL 65' W OF N306 CONVECTIVE PASS SOUTH WALL | VALVE |  |  | ES-SHC-003-SB-DS-EQUP_0002 | 3 | SB | DS | EQUP_0002 | J206 | 32182 |  |  | 2025-09-26 18:41 | Search Dashboard v1.2 STABLE.xlsm
| SOOT BLOWING | DETONATION CLEANER |  |  |  | SSB SV 32183 | 2000137704 | Sbds-15 Ethylene Fuel Supply Cut Off | Delete | 17TH FL 30' E OF N310 CONVECTIVE PASS SOUTH WALL | VALVE |  |  | ES-SHC-003-SB-DS-EQUP_0002 | 3 | SB | DS | EQUP_0002 | J206 | 32183 |  |  | 2025-09-26 18:41 | Search Dashboard v1.2 STABLE.xlsm
| SOOT BLOWING | DETONATION CLEANER |  |  |  | SSB SV 32184 | 2000137706 | Sbds-15 Combustion Chambr Ethylene Fuel | Delete | 17TH FL 30' E OF N310 CONVECTIVE PASS SOUTH WALL | VALVE |  |  | ES-SHC-003-SB-DS-EQUP_0002 | 3 | SB | DS | EQUP_0002 | J206 | 32184 |  |  | 2025-09-26 18:41 | Search Dashboard v1.2 STABLE.xlsm
| SOOT BLOWING | DETONATION CLEANER |  |  |  | SSB SV 32185 | 2000137709 | Sbds-15 Combustion Chambr Ethylene Fuel | Delete | 17TH FL 30' E OF N310 CONVECTIVE PASS SOUTH WALL | VALVE |  |  | ES-SHC-003-SB-DS-EQUP_0002 | 3 | SB | DS | EQUP_0002 | J206 | 32185 |  |  | 2025-09-26 18:41 | Search Dashboard v1.2 STABLE.xlsm
| SOOT BLOWING | DETONATION CLEANER |  |  |  | SSB SV 32186 | 2000137711 | Sbds-15 Combustion Chambr Air Inlet | Delete | 17TH FL 30' E OF N310 CONVECTIVE PASS SOUTH WALL | VALVE |  |  | ES-SHC-003-SB-DS-EQUP_0002 | 3 | SB | DS | EQUP_0002 | J206 | 32186 |  |  | 2025-09-26 18:41 | Search Dashboard v1.2 STABLE.xlsm
| SOOT BLOWING | DETONATION CLEANER |  |  |  | SSB SV 32187 | 2000137713 | Sbds-16 Ethylene Fuel Supply Cut Off | Delete | 17TH FL 25' SW OF Q-306A CONVECTIVE PASS NORT WALL | VALVE |  |  | ES-SHC-003-SB-DS-EQUP_0002 | 3 | SB | DS | EQUP_0002 | J206 | 32187 |  |  | 2025-09-26 18:41 | Search Dashboard v1.2 STABLE.xlsm
| SOOT BLOWING | DETONATION CLEANER |  |  |  | SSB SV 32188 | 2000137715 | Sbds-16 Combustion Chambr Ethylene Fuel | Delete | 17TH FL 25' SW OF Q-306A CONVECTIVE PASS NORT WALL | VALVE |  |  | ES-SHC-003-SB-DS-EQUP_0002 | 3 | SB | DS | EQUP_0002 | J206 | 32188 |  |  | 2025-09-26 18:41 | Search Dashboard v1.2 STABLE.xlsm
| SOOT BLOWING | DETONATION CLEANER |  |  |  | SSB SV 32189 | 2000137717 | Sbds-16 Combustion Chambr Ethylene Fuel | Delete | 17TH FL 25' SW OF Q-306A CONVECTIVE PASS NORT WALL | VALVE |  |  | ES-SHC-003-SB-DS-EQUP_0002 | 3 | SB | DS | EQUP_0002 | J206 | 32189 |  |  | 2025-09-26 18:41 | Search Dashboard v1.2 STABLE.xlsm
| SOOT BLOWING | DETONATION CLEANER |  |  |  | SSB SV 32190 | 2000137719 | Sbds-16 Combustion Chambr Air Inlet | Delete | 17TH FL 25' SW OF Q-306A CONVECTIVE PASS NORT WALL | VALVE |  |  | ES-SHC-003-SB-DS-EQUP_0002 | 3 | SB | DS | EQUP_0002 | J206 | 32190 |  |  | 2025-09-26 18:41 | Search Dashboard v1.2 STABLE.xlsm
| SOOT BLOWING | DETONATION CLEANER |  |  |  | SSB SV 32191 | 2000137721 | Sbds-17 Ethylene Fuel Supply Cut Off | Delete | 17TH FL 30' SW OF Q-307A CONVECTIVE PASS NORT WALL | VALVE |  |  | ES-SHC-003-SB-DS-EQUP_0002 | 3 | SB | DS | EQUP_0002 | J206 | 32191 |  |  | 2025-09-26 18:41 | Search Dashboard v1.2 STABLE.xlsm
| SOOT BLOWING | DETONATION CLEANER |  |  |  | SSB SV 32192 | 2000137723 | Sbds-17 Combustion Chambr Ethylene Fuel | Delete | 17TH FL 30' SW OF Q-307A CONVECTIVE PASS NORT WALL | VALVE |  |  | ES-SHC-003-SB-DS-EQUP_0002 | 3 | SB | DS | EQUP_0002 | J206 | 32192 |  |  | 2025-09-26 18:41 | Search Dashboard v1.2 STABLE.xlsm
| SOOT BLOWING | DETONATION CLEANER |  |  |  | SSB SV 32193 | 2000137725 | Sbds-17 Combustion Chambr Ethylene Fuel | Delete | 17TH FL 30' SW OF Q-307A CONVECTIVE PASS NORT WALL | VALVE |  |  | ES-SHC-003-SB-DS-EQUP_0002 | 3 | SB | DS | EQUP_0002 | J206 | 32193 |  |  | 2025-09-26 18:41 | Search Dashboard v1.2 STABLE.xlsm
| SOOT BLOWING | DETONATION CLEANER |  |  |  | SSB SV 32194 | 2000137727 | Sbds-17 Combustion Chambr Air Inlet | Delete | 17TH FL 30' SW OF Q-307A CONVECTIVE PASS NORT WALL | VALVE |  |  | ES-SHC-003-SB-DS-EQUP_0002 | 3 | SB | DS | EQUP_0002 | J206 | 32194 |  |  | 2025-09-26 18:41 | Search Dashboard v1.2 STABLE.xlsm
| SOOT BLOWING | DETONATION CLEANER |  |  |  | SSB SV 32195 | 2000137729 | Sbds-18 Ethylene Fuel Supply Cut Off | Delete | 17TH FL 30' SW OF Q-307A CONVECTIVE PASS NORT WALL | VALVE |  |  | ES-SHC-003-SB-DS-EQUP_0002 | 3 | SB | DS | EQUP_0002 | J206 | 32195 |  |  | 2025-09-26 18:41 | Search Dashboard v1.2 STABLE.xlsm
| SOOT BLOWING | DETONATION CLEANER |  |  |  | SSB SV 32196 | 2000137731 | Sbds-18 Combustion Chambr Ethylene Fuel | Delete | 17TH FL 30' SW OF Q-307A CONVECTIVE PASS NORT WALL | VALVE |  |  | ES-SHC-003-SB-DS-EQUP_0002 | 3 | SB | DS | EQUP_0002 | J206 | 32196 |  |  | 2025-09-26 18:41 | Search Dashboard v1.2 STABLE.xlsm
| SOOT BLOWING | DETONATION CLEANER |  |  |  | SSB SV 32197 | 2000137733 | Sbds-18 Combustion Chambr Ethylene Fuel | Delete | 17TH FL 30' SW OF Q-307A CONVECTIVE PASS NORT WALL | VALVE |  |  | ES-SHC-003-SB-DS-EQUP_0002 | 3 | SB | DS | EQUP_0002 | J206 | 32197 |  |  | 2025-09-26 18:41 | Search Dashboard v1.2 STABLE.xlsm
| SOOT BLOWING | DETONATION CLEANER |  |  |  | SSB SV 32198 | 2000137735 | Sbds-18 Combustion Chambr Air Inlet | Delete | 17TH FL 30' SW OF Q-307A CONVECTIVE PASS NORT WALL | VALVE |  |  | ES-SHC-003-SB-DS-EQUP_0002 | 3 | SB | DS | EQUP_0002 | J206 | 32198 |  |  | 2025-09-26 18:41 | Search Dashboard v1.2 STABLE.xlsm
| SOOT BLOWING | ACOUSTIC CLEANER |  |  |  | SSB SV 32199 | 2000137737 | Sbas Solenoid Valve Air Supply Lwr Sb | Delete | 5TH FL BOILER BUILDING NORTH | VALVE |  |  | ES-SHC-003-SB-AS-EQUP_0002 | 3 | SB | AS | EQUP_0002 | J206 | 32199 |  |  | 2025-09-26 18:41 | Search Dashboard v1.2 STABLE.xlsm
| SOOT BLOWING | DETONATION CLEANER |  |  |  | SSB SV 32200 | 2000137739 | Backpass Acoustic Sb Fuelsply Emergency Sh | Delete | 3-1/2 FLOOR, WEST SIDE BOILER | SOLND |  |  | ES-SHC-003-SB-DS-EQUP_0002 | 3 | SB | DS | EQUP_0002 | J206 |  |  |  | 2025-09-26 18:41 | Search Dashboard v1.2 STABLE.xlsm
| SOOT BLOWING | DETONATION CLEANER |  |  |  | SSB SV 32201 | 2000137741 | Backpass Acoustic Sb Fuelsply Emergency Sh | Delete | BULK STORAGE | SOLND |  |  | ES-SHC-003-SB-DS-EQUP_0002 | 3 | SB | DS | EQUP_0002 | J206 |  |  |  | 2025-09-26 18:41 | Search Dashboard v1.2 STABLE.xlsm
| SOOT BLOWING | ACOUSTIC CLEANER |  |  |  | SSB SV 32202 | 2000137743 | Sbas Solenoid Valve Air Supply Upr Sb | Delete | 5TH FL BOILER BUILDING NORTH | VALVE |  |  | ES-SHC-003-SB-AS-EQUP_0002 | 3 | SB | AS | EQUP_0002 | J206 | 32202 |  |  | 2025-09-26 18:41 | Search Dashboard v1.2 STABLE.xlsm
| SOOT BLOWING | DETONATION CLEANER |  |  |  | SSB SV 32217 | 2000137745 | U3 Backpass Det Sootblowers Ethylene Pipng | Delete | 15TH FLOOR, WEST SIDE BOILER | SOLND |  |  | ES-SHC-003-SB-DS-EQUP_0002 | 3 | SB | DS | EQUP_0002 | J206 |  |  |  | 2025-09-26 18:41 | Search Dashboard v1.2 STABLE.xlsm
| SOOT BLOWING | DETONATION CLEANER |  |  |  | SSB VC 34016 | 2000138744 | Sbds1 Cooler | Delete | 15TH FL SOUTH WALL OF CONV PASS - EAST SIDE | COOLR |  |  | ES-SHC-003-SB-DS-EQUP_0001 | 3 | SB | DS | EQUP_0001 | J206 |  |  |  | 2025-09-26 18:41 | Search Dashboard v1.2 STABLE.xlsm
| SOOT BLOWING | DETONATION CLEANER |  |  |  | SSB VC 34017 | 2000138746 | Sbds2 Cooler | Delete | 15TH FL SOUTH WALL OF CONV PASS - CENTER SIDE | COOLR |  |  | ES-SHC-003-SB-DS-EQUP_0001 | 3 | SB | DS | EQUP_0001 | J206 |  |  |  | 2025-09-26 18:41 | Search Dashboard v1.2 STABLE.xlsm
| SOOT BLOWING | DETONATION CLEANER |  |  |  | SSB VC 34018 | 2000138748 | Sbds3 Cooler | Delete | 15TH FL SOUTH WALL OF CONV PASS - WEST SIDE | COOLR |  |  | ES-SHC-003-SB-DS-EQUP_0001 | 3 | SB | DS | EQUP_0001 | J206 |  |  |  | 2025-09-26 18:41 | Search Dashboard v1.2 STABLE.xlsm
| SOOT BLOWING | DETONATION CLEANER |  |  |  | SSB VC 34019 | 2000138750 | Sbds4 Cooler | Delete | 15TH FL NORTH WALL OF CONV PASS - EAST SIDE | COOLR |  |  | ES-SHC-003-SB-DS-EQUP_0001 | 3 | SB | DS | EQUP_0001 | J206 |  |  |  | 2025-09-26 18:41 | Search Dashboard v1.2 STABLE.xlsm
| SOOT BLOWING | DETONATION CLEANER |  |  |  | SSB VC 34020 | 2000138752 | Sbds5 Cooler | Delete | 15TH FL NORTH WALL OF CONV PASS - CENTER SIDE | COOLR |  |  | ES-SHC-003-SB-DS-EQUP_0001 | 3 | SB | DS | EQUP_0001 | J206 |  |  |  | 2025-09-26 18:41 | Search Dashboard v1.2 STABLE.xlsm
| SOOT BLOWING | DETONATION CLEANER |  |  |  | SSB VC 34021 | 2000138754 | Sbds6 Cooler | Delete | 15TH FL NORTH WALL OF CONV PASS - WEST SIDE | COOLR |  |  | ES-SHC-003-SB-DS-EQUP_0001 | 3 | SB | DS | EQUP_0001 | J206 |  |  |  | 2025-09-26 18:41 | Search Dashboard v1.2 STABLE.xlsm
| SOOT BLOWING | DETONATION CLEANER |  |  |  | SSB VC 34022 | 2000138756 | Sbds7 Cooler | Delete | 16TH FL SOUTH WALL OF CONV PASS - EAST SIDE | COOLR |  |  | ES-SHC-003-SB-DS-EQUP_0001 | 3 | SB | DS | EQUP_0001 | J206 |  |  |  | 2025-09-26 18:41 | Search Dashboard v1.2 STABLE.xlsm
| SOOT BLOWING | DETONATION CLEANER |  |  |  | SSB VC 34023 | 2000138758 | Sbds8 Cooler | Delete | 16TH FL SOUTH WALL OF CONV PASS - CENTER SIDE | COOLR |  |  | ES-SHC-003-SB-DS-EQUP_0001 | 3 | SB | DS | EQUP_0001 | J206 |  |  |  | 2025-09-26 18:41 | Search Dashboard v1.2 STABLE.xlsm
| SOOT BLOWING | DETONATION CLEANER |  |  |  | SSB VC 34024 | 2000138760 | Sbds9 Cooler | Delete | 16TH FL SOUTH WALL OF CONV PASS - WEST SIDE | COOLR |  |  | ES-SHC-003-SB-DS-EQUP_0001 | 3 | SB | DS | EQUP_0001 | J206 |  |  |  | 2025-09-26 18:41 | Search Dashboard v1.2 STABLE.xlsm
| SOOT BLOWING | DETONATION CLEANER |  |  |  | SSB VC 34025 | 2000138762 | Sbds10 Cooler | Delete | 16TH FL NORTH WALL OF CONV PASS - EAST SIDE | COOLR |  |  | ES-SHC-003-SB-DS-EQUP_0001 | 3 | SB | DS | EQUP_0001 | J206 |  |  |  | 2025-09-26 18:41 | Search Dashboard v1.2 STABLE.xlsm
| SOOT BLOWING | DETONATION CLEANER |  |  |  | SSB VC 34026 | 2000138764 | Sbds11 Cooler | Delete | 16TH FL NORTH WALL OF CONV PASS - CENTER SIDE | COOLR |  |  | ES-SHC-003-SB-DS-EQUP_0001 | 3 | SB | DS | EQUP_0001 | J206 |  |  |  | 2025-09-26 18:41 | Search Dashboard v1.2 STABLE.xlsm
| SOOT BLOWING | DETONATION CLEANER |  |  |  | SSB VC 34027 | 2000138766 | Sbds12 Cooler | Delete | 16TH FL NORTH WALL OF CONV PASS - WEST SIDE | COOLR |  |  | ES-SHC-003-SB-DS-EQUP_0001 | 3 | SB | DS | EQUP_0001 | J206 |  |  |  | 2025-09-26 18:41 | Search Dashboard v1.2 STABLE.xlsm
| SOOT BLOWING | DETONATION CLEANER |  |  |  | SSB VC 34028 | 2000138768 | Sbds13 Cooler | Delete | 17TH FL SOUTH WALL OF CONV PASS - EAST SIDE | COOLR |  |  | ES-SHC-003-SB-DS-EQUP_0001 | 3 | SB | DS | EQUP_0001 | J206 |  |  |  | 2025-09-26 18:41 | Search Dashboard v1.2 STABLE.xlsm
| SOOT BLOWING | DETONATION CLEANER |  |  |  | SSB VC 34029 | 2000138770 | Sbds14 Cooler | Delete | 17TH FL SOUTH WALL OF CONV PASS - CENTER SIDE | COOLR |  |  | ES-SHC-003-SB-DS-EQUP_0001 | 3 | SB | DS | EQUP_0001 | J206 |  |  |  | 2025-09-26 18:41 | Search Dashboard v1.2 STABLE.xlsm
| SOOT BLOWING | DETONATION CLEANER |  |  |  | SSB VC 34030 | 2000138772 | Sbds15 Cooler | Delete | 17TH FL SOUTH WALL OF CONV PASS - WEST SIDE | COOLR |  |  | ES-SHC-003-SB-DS-EQUP_0001 | 3 | SB | DS | EQUP_0001 | J206 |  |  |  | 2025-09-26 18:41 | Search Dashboard v1.2 STABLE.xlsm
| SOOT BLOWING | DETONATION CLEANER |  |  |  | SSB VC 34031 | 2000138774 | Sbds16 Cooler | Delete | 17TH FL NORTH WALL OF CONV PASS - EAST SIDE | COOLR |  |  | ES-SHC-003-SB-DS-EQUP_0001 | 3 | SB | DS | EQUP_0001 | J206 |  |  |  | 2025-09-26 18:41 | Search Dashboard v1.2 STABLE.xlsm
| SOOT BLOWING | DETONATION CLEANER |  |  |  | SSB VC 34032 | 2000138776 | Sbds17 Cooler | Delete | 17TH FL NORTH WALL OF CONV PASS - CENTER SIDE | COOLR |  |  | ES-SHC-003-SB-DS-EQUP_0001 | 3 | SB | DS | EQUP_0001 | J206 |  |  |  | 2025-09-26 18:41 | Search Dashboard v1.2 STABLE.xlsm
| SOOT BLOWING | DETONATION CLEANER |  |  |  | SSB VC 34033 | 2000138778 | Sbds18 Cooler | Delete | 17TH FL NORTH WALL OF CONV PASS - WEST SIDE | COOLR |  |  | ES-SHC-003-SB-DS-EQUP_0001 | 3 | SB | DS | EQUP_0001 | J206 |  |  |  | 2025-09-26 18:41 | Search Dashboard v1.2 STABLE.xlsm
| SOOT BLOWING | DETONATION CLEANER |  |  |  | SSB XV 34000 | 2000138781 | Sbds7 Ethylene Check Valve | Delete | 16TH FL SOUTH WALL OF CONV PASS - EAST SIDE | MISC |  |  | ES-SHC-003-SB-DS-EQUP_0003 | 3 | SB | DS | EQUP_0003 | J206 |  |  |  | 2025-09-26 18:41 | Search Dashboard v1.2 STABLE.xlsm
| SOOT BLOWING | DETONATION CLEANER |  |  |  | SSB XV 34001 | 2000138783 | Sbds8 Ethylene Check Valve | Delete | 16TH FL SOUTH WALL OF CONV PASS - CENTER SIDE | MISC |  |  | ES-SHC-003-SB-DS-EQUP_0003 | 3 | SB | DS | EQUP_0003 | J206 |  |  |  | 2025-09-26 18:41 | Search Dashboard v1.2 STABLE.xlsm
| SOOT BLOWING | DETONATION CLEANER |  |  |  | SSB XV 34002 | 2000138785 | Sbds9 Ethylene Check Valve | Delete | 16TH FL SOUTH WALL OF CONV PASS - WEST SIDE | MISC |  |  | ES-SHC-003-SB-DS-EQUP_0003 | 3 | SB | DS | EQUP_0003 | J206 |  |  |  | 2025-09-26 18:41 | Search Dashboard v1.2 STABLE.xlsm
| SOOT BLOWING | DETONATION CLEANER |  |  |  | SSB XV 34003 | 2000138787 | Sbds10 Ethylene Check Valve | Delete | 16TH FL NORTH WALL OF CONV PASS - EAST SIDE | MISC |  |  | ES-SHC-003-SB-DS-EQUP_0003 | 3 | SB | DS | EQUP_0003 | J206 |  |  |  | 2025-09-26 18:41 | Search Dashboard v1.2 STABLE.xlsm
| SOOT BLOWING | DETONATION CLEANER |  |  |  | SSB XV 34004 | 2000138789 | Sbds11 Ethylene Check Valve | Delete | 16TH FL NORTH WALL OF CONV PASS - CENTER SIDE | MISC |  |  | ES-SHC-003-SB-DS-EQUP_0003 | 3 | SB | DS | EQUP_0003 | J206 |  |  |  | 2025-09-26 18:41 | Search Dashboard v1.2 STABLE.xlsm
| SOOT BLOWING | DETONATION CLEANER |  |  |  | SSB XV 34005 | 2000138792 | Sbds12 Ethylene Check Valve | Delete | 16TH FL NORTH WALL OF CONV PASS - WEST SIDE | MISC |  |  | ES-SHC-003-SB-DS-EQUP_0003 | 3 | SB | DS | EQUP_0003 | J206 |  |  |  | 2025-09-26 18:41 | Search Dashboard v1.2 STABLE.xlsm
| SOOT BLOWING | DETONATION CLEANER |  |  |  | SSB XV 34006 | 2000138794 | Sbds13 Ethylene Check Valve | Delete | 17TH FL SOUTH WALL OF CONV PASS - EAST SIDE | MISC |  |  | ES-SHC-003-SB-DS-EQUP_0003 | 3 | SB | DS | EQUP_0003 | J206 |  |  |  | 2025-09-26 18:41 | Search Dashboard v1.2 STABLE.xlsm
| SOOT BLOWING | DETONATION CLEANER |  |  |  | SSB XV 34007 | 2000138796 | Sbds14 Ethylene Check Valve | Delete | 17TH FL SOUTH WALL OF CONV PASS - CENTER SIDE | MISC |  |  | ES-SHC-003-SB-DS-EQUP_0003 | 3 | SB | DS | EQUP_0003 | J206 |  |  |  | 2025-09-26 18:41 | Search Dashboard v1.2 STABLE.xlsm
| SOOT BLOWING | DETONATION CLEANER |  |  |  | SSB XV 34008 | 2000138798 | Sbds15 Ethylene Check Valve | Delete | 17TH FL SOUTH WALL OF CONV PASS - WEST SIDE | MISC |  |  | ES-SHC-003-SB-DS-EQUP_0003 | 3 | SB | DS | EQUP_0003 | J206 |  |  |  | 2025-09-26 18:41 | Search Dashboard v1.2 STABLE.xlsm
| SOOT BLOWING | DETONATION CLEANER |  |  |  | SSB XV 34009 | 2000138900 | Sbds16 Ethylene Check Valve | Delete | 17TH FL NORTH WALL OF CONV PASS - EAST SIDE | MISC |  |  | ES-SHC-003-SB-DS-EQUP_0003 | 3 | SB | DS | EQUP_0003 | J206 |  |  |  | 2025-09-26 18:41 | Search Dashboard v1.2 STABLE.xlsm
| SOOT BLOWING | DETONATION CLEANER |  |  |  | SSB XV 34010 | 2000138902 | Sbds17 Ethylene Check Valve | Delete | 17TH FL NORTH WALL OF CONV PASS - CENTER SIDE | MISC |  |  | ES-SHC-003-SB-DS-EQUP_0003 | 3 | SB | DS | EQUP_0003 | J206 |  |  |  | 2025-09-26 18:41 | Search Dashboard v1.2 STABLE.xlsm
| SOOT BLOWING | DETONATION CLEANER |  |  |  | SSB XV 34011 | 2000138904 | Sbds18 Ethylene Check Valve | Delete | 17TH FL NORTH WALL OF CONV PASS - WEST SIDE | MISC |  |  | ES-SHC-003-SB-DS-EQUP_0003 | 3 | SB | DS | EQUP_0003 | J206 |  |  |  | 2025-09-26 18:41 | Search Dashboard v1.2 STABLE.xlsm
| SOOT BLOWING | DETONATION CLEANER |  |  |  | SSB XV 34014 | 2000138906 | Ethylene Check Valve | Delete | SKID | MISC |  |  | ES-SHC-003-SB-DS-EQUP_0003 | 3 | SB | DS | EQUP_0003 | J206 |  |  |  | 2025-09-26 18:41 | Search Dashboard v1.2 STABLE.xlsm
| SOOT BLOWING | DETONATION CLEANER |  |  |  | SSB XV 34015 | 2000138908 | Ethylene Check Valve | Delete | SKID | MISC |  |  | ES-SHC-003-SB-DS-EQUP_0003 | 3 | SB | DS | EQUP_0003 | J206 |  |  |  | 2025-09-26 18:41 | Search Dashboard v1.2 STABLE.xlsm
| SOOT BLOWING | DETONATION CLEANER |  |  |  | SSB XV 3770 | 2000138912 | Sbds1 Ethylene Check Valve | Delete | 15 FLR S WALL OF CONV PASS - EAST SIDE | VALVE |  |  | ES-SHC-003-SB-DS-EQUP_0003 | 3 | SB | DS | EQUP_0003 | J206 | 3770 |  |  | 2025-09-26 18:41 | Search Dashboard v1.2 STABLE.xlsm
| SOOT BLOWING | DETONATION CLEANER |  |  |  | SSB XV 3774 | 2000138914 | Sbds2 Ethylene Check Valve | Delete | 15 FLR S WALL OF CONV PASS - CENTER SIDE | VALVE |  |  | ES-SHC-003-SB-DS-EQUP_0003 | 3 | SB | DS | EQUP_0003 | J206 | 3774 |  |  | 2025-09-26 18:41 | Search Dashboard v1.2 STABLE.xlsm
| SOOT BLOWING | DETONATION CLEANER |  |  |  | SSB XV 3778 | 2000138916 | Sbds3 Ethylene Check Valve | Delete | 15 FLR S WALL OF CONV PASS - WEST SIDE | VALVE |  |  | ES-SHC-003-SB-DS-EQUP_0003 | 3 | SB | DS | EQUP_0003 | J206 | 3778 |  |  | 2025-09-26 18:41 | Search Dashboard v1.2 STABLE.xlsm
| SOOT BLOWING | DETONATION CLEANER |  |  |  | SSB XV 3782 | 2000138918 | Sbds4 Ethylene Check Valve | Delete | 15 FLR N WALL BTWN Q306A & Q307A | VALVE |  |  | ES-SHC-003-SB-DS-EQUP_0003 | 3 | SB | DS | EQUP_0003 | J206 | 3782 |  |  | 2025-09-26 18:41 | Search Dashboard v1.2 STABLE.xlsm
| SOOT BLOWING | DETONATION CLEANER |  |  |  | SSB XV 3786 | 2000138921 | Sbds5 Ethylene Check Valve | Delete | 15 FLR N WALL BTWN Q308 & Q307A | VALVE |  |  | ES-SHC-003-SB-DS-EQUP_0003 | 3 | SB | DS | EQUP_0003 | J206 | 3786 |  |  | 2025-09-26 18:41 | Search Dashboard v1.2 STABLE.xlsm
| SOOT BLOWING | DETONATION CLEANER |  |  |  | SSB XV 3792 | 2000138923 | Sbds6 Ethylene Check Valve | Delete | 15 FLR N WALL BTWN Q308 & Q308B | VALVE |  |  | ES-SHC-003-SB-DS-EQUP_0003 | 3 | SB | DS | EQUP_0003 | J206 | 3792 |  |  | 2025-09-26 18:41 | Search Dashboard v1.2 STABLE.xlsm
| SOOT BLOWING | DETONATION CLEANER |  |  |  | SSB XV 3796 | 2000138925 | Sbds7 Ethylene Check Valve | Delete | 16 FLR S WALL OF CONV PASS - EAST SIDE | VALVE |  |  | ES-SHC-003-SB-DS-EQUP_0003 | 3 | SB | DS | EQUP_0003 | J206 | 3796 |  |  | 2025-09-26 18:41 | Search Dashboard v1.2 STABLE.xlsm
| SOOT BLOWING | DETONATION CLEANER |  |  |  | SSB XV 3800 | 2000138927 | Sbds8 Ethylene Check Valve | Delete | 16 FLR S WALL OF CONV PASS - CENTER SIDE | VALVE |  |  | ES-SHC-003-SB-DS-EQUP_0003 | 3 | SB | DS | EQUP_0003 | J206 | 3800 |  |  | 2025-09-26 18:41 | Search Dashboard v1.2 STABLE.xlsm
| SOOT BLOWING | DETONATION CLEANER |  |  |  | SSB XV 3805 | 2000138929 | Sbds9 Ethylene Check Valve | Delete | 16 FLR S WALL OF CONV PASS - WEST SIDE | VALVE |  |  | ES-SHC-003-SB-DS-EQUP_0003 | 3 | SB | DS | EQUP_0003 | J206 | 3805 |  |  | 2025-09-26 18:41 | Search Dashboard v1.2 STABLE.xlsm
| SOOT BLOWING | DETONATION CLEANER |  |  |  | SSB XV 3809 | 2000138931 | Sbds10 Ethylene Check Valve | Delete | 16 FLR N WALL BTWN Q306A & Q307A | VALVE |  |  | ES-SHC-003-SB-DS-EQUP_0003 | 3 | SB | DS | EQUP_0003 | J206 | 3809 |  |  | 2025-09-26 18:41 | Search Dashboard v1.2 STABLE.xlsm
| SOOT BLOWING | DETONATION CLEANER |  |  |  | SSB XV 3813 | 2000138933 | Sbds11 Ethylene Check Valve | Delete | 16 FLR N WALL BTWN Q308 & Q307A | VALVE |  |  | ES-SHC-003-SB-DS-EQUP_0003 | 3 | SB | DS | EQUP_0003 | J206 | 3813 |  |  | 2025-09-26 18:41 | Search Dashboard v1.2 STABLE.xlsm
| SOOT BLOWING | DETONATION CLEANER |  |  |  | SSB XV 3817 | 2000138935 | Sbds12 Ethylene Check Valve | Delete | 16 FLR N WALL BTWN Q308 & Q308B | VALVE |  |  | ES-SHC-003-SB-DS-EQUP_0003 | 3 | SB | DS | EQUP_0003 | J206 | 3817 |  |  | 2025-09-26 18:41 | Search Dashboard v1.2 STABLE.xlsm
| SOOT BLOWING | DETONATION CLEANER |  |  |  | SSB XV 3822 | 2000138937 | Sbds13 Ethylene Check Valve | Delete | 17 FLR S WALL OF CONV PASS - EAST SIDE | VALVE |  |  | ES-SHC-003-SB-DS-EQUP_0003 | 3 | SB | DS | EQUP_0003 | J206 | 3822 |  |  | 2025-09-26 18:41 | Search Dashboard v1.2 STABLE.xlsm
| SOOT BLOWING | DETONATION CLEANER |  |  |  | SSB XV 3826 | 2000138939 | Sbds14 Ethylene Check Valve | Delete | 17 FLR S WALL OF CONV PASS - CENTER SIDE | VALVE |  |  | ES-SHC-003-SB-DS-EQUP_0003 | 3 | SB | DS | EQUP_0003 | J206 | 3826 |  |  | 2025-09-26 18:41 | Search Dashboard v1.2 STABLE.xlsm
| SOOT BLOWING | DETONATION CLEANER |  |  |  | SSB XV 3830 | 2000138941 | Sbds15 Ethylene Check Valve | Delete | 17 FLR S WALL OF CONV PASS - WEST SIDE | VALVE |  |  | ES-SHC-003-SB-DS-EQUP_0003 | 3 | SB | DS | EQUP_0003 | J206 | 3830 |  |  | 2025-09-26 18:41 | Search Dashboard v1.2 STABLE.xlsm
| SOOT BLOWING | DETONATION CLEANER |  |  |  | SSB XV 3834 | 2000138943 | Sbds16 Ethylene Check Valve | Delete | 17 FLR N WALL BTWN Q306A & Q307A | VALVE |  |  | ES-SHC-003-SB-DS-EQUP_0003 | 3 | SB | DS | EQUP_0003 | J206 | 3834 |  |  | 2025-09-26 18:41 | Search Dashboard v1.2 STABLE.xlsm
| SOOT BLOWING | DETONATION CLEANER |  |  |  | SSB XV 3838 | 2000138946 | Sbds17 Ethylene Check Valve | Delete | 17 FLR N WALL BTWN Q308 & Q307A | VALVE |  |  | ES-SHC-003-SB-DS-EQUP_0003 | 3 | SB | DS | EQUP_0003 | J206 | 3838 |  |  | 2025-09-26 18:41 | Search Dashboard v1.2 STABLE.xlsm
| SOOT BLOWING | DETONATION CLEANER |  |  |  | SSB XV 3842 | 2000138948 | Sbds18 Ethylene Check Valve | Delete | 17 FLR N WALL BTWN Q308 & Q308B | VALVE |  |  | ES-SHC-003-SB-DS-EQUP_0003 | 3 | SB | DS | EQUP_0003 | J206 | 3842 |  |  | 2025-09-26 18:41 | Search Dashboard v1.2 STABLE.xlsm
| SOOT BLOWING | DETONATION CLEANER |  |  |  | SSB XV 3994 | 2000138950 | Sbds1 Ethylene Check Valve | Delete | 15TH FL SOUTH WALL OF CONV PASS - EAST SIDE | MISC |  |  | ES-SHC-003-SB-DS-EQUP_0003 | 3 | SB | DS | EQUP_0003 | J206 |  |  |  | 2025-09-26 18:41 | Search Dashboard v1.2 STABLE.xlsm
| SOOT BLOWING | DETONATION CLEANER |  |  |  | SSB XV 3995 | 2000138952 | Sbds2 Ethylene Check Valve | Delete | 15TH FL SOUTH WALL OF CONV PASS - CENTER SIDE | MISC |  |  | ES-SHC-003-SB-DS-EQUP_0003 | 3 | SB | DS | EQUP_0003 | J206 |  |  |  | 2025-09-26 18:41 | Search Dashboard v1.2 STABLE.xlsm
| SOOT BLOWING | DETONATION CLEANER |  |  |  | SSB XV 3996 | 2000138954 | Sbds3 Ethylene Check Valve | Delete | 15TH FL SOUTH WALL OF CONV PASS - WEST SIDE | MISC |  |  | ES-SHC-003-SB-DS-EQUP_0003 | 3 | SB | DS | EQUP_0003 | J206 |  |  |  | 2025-09-26 18:41 | Search Dashboard v1.2 STABLE.xlsm
| SOOT BLOWING | DETONATION CLEANER |  |  |  | SSB XV 3997 | 2000138956 | Sbds4 Ethylene Check Valve | Delete | 15TH FL NORTH WALL OF CONV PASS - EAST SIDE | MISC |  |  | ES-SHC-003-SB-DS-EQUP_0003 | 3 | SB | DS | EQUP_0003 | J206 |  |  |  | 2025-09-26 18:41 | Search Dashboard v1.2 STABLE.xlsm
| SOOT BLOWING | DETONATION CLEANER |  |  |  | SSB XV 3998 | 2000138958 | Sbds5 Ethylene Check Valve | Delete | 15TH FL NORTH WALL OF CONV PASS - CENTER SIDE | MISC |  |  | ES-SHC-003-SB-DS-EQUP_0003 | 3 | SB | DS | EQUP_0003 | J206 |  |  |  | 2025-09-26 18:41 | Search Dashboard v1.2 STABLE.xlsm
| SOOT BLOWING | DETONATION CLEANER |  |  |  | SSB XV 3999 | 2000138960 | Sbds6 Ethylene Check Valve | Delete | 15TH FL NORTH WALL OF CONV PASS - WEST SIDE | MISC |  |  | ES-SHC-003-SB-DS-EQUP_0003 | 3 | SB | DS | EQUP_0003 | J206 |  |  |  | 2025-09-26 18:41 | Search Dashboard v1.2 STABLE.xlsm
| SOOT BLOWING | ACOUSTIC CLEANER |  |  |  | (SSB) 1 SBAS | 2000163487 | 1 Acoustic Sootblower Horn | Delete | 5 FLR S308B | MISC |  | NA | ES-SHC-003-SB-AS-EQUP_0001 | 3 | SB | AS | EQUP_0001 | J206 |  |  |  | 2025-09-26 18:41 | Search Dashboard v1.2 STABLE.xlsm
| SOOT BLOWING | DETONATION CLEANER |  |  |  | (SSB) 1 SBDS | 2000163488 | 1 Detonation Sootblower Horn | Delete | 15TH FL SOUTH WALL | MISC |  | NA | ES-SHC-003-SB-DS-EQUP_0001 | 3 | SB | DS | EQUP_0001 | J206 |  |  |  | 2025-09-26 18:41 | Search Dashboard v1.2 STABLE.xlsm
| SOOT BLOWING | DETONATION CLEANER |  |  |  | (SSB) 10 SBDS | 2000163492 | 10 Detonation Sootblower Horn | Delete | 16TH FL NORTH WALL | MISC |  | NA | ES-SHC-003-SB-DS-EQUP_0001 | 3 | SB | DS | EQUP_0001 | J206 |  |  |  | 2025-09-26 18:41 | Search Dashboard v1.2 STABLE.xlsm
| SOOT BLOWING | DETONATION CLEANER |  |  |  | QSA BV 3973 | 2000166851 | Sta Air To Oxidant Sys Isolation Valve | Delete | 16 FLR WEST - S OF N310 | VALVE |  |  | ES-SHC-003-SB-DS-EQUP_0003 | 3 | SB | DS | EQUP_0003 | J206 | 3973 |  |  | 2025-09-26 18:41 | Search Dashboard v1.2 STABLE.xlsm
| SOOT BLOWING | DETONATION CLEANER |  |  |  | SBB CV 3895*P | 2000182632 | Ethylene Pressure At 3.5 Flrvlv Sta | Delete |  | RGLTR |  |  | ES-SHC-003-SB-DS-EQUP_0002 | 3 | SB | DS | EQUP_0002 | J206 |  |  |  | 2025-09-26 18:41 | Search Dashboard v1.2 STABLE.xlsm
| SOOT BLOWING | DETONATION CLEANER |  |  |  | (SSB) 11 SBDS | 2000188201 | 11 Detonation Sootblower Horn | Delete | 16TH FL NORTH WALL | MISC |  | NA | ES-SHC-003-SB-DS-EQUP_0001 | 3 | SB | DS | EQUP_0001 | J206 |  |  |  | 2025-09-26 18:41 | Search Dashboard v1.2 STABLE.xlsm
| SOOT BLOWING | DETONATION CLEANER |  |  |  | (SSB) 12 SBDS | 2000188211 | 12 Detonation Sootblower Horn | Delete | 16TH FL NORTH WALL | MISC |  | NA | ES-SHC-003-SB-DS-EQUP_0001 | 3 | SB | DS | EQUP_0001 | J206 |  |  |  | 2025-09-26 18:41 | Search Dashboard v1.2 STABLE.xlsm
| SOOT BLOWING | DETONATION CLEANER |  |  |  | (SSB) 13 SBDS | 2000188221 | 13 Detonation Sootblower Horn | Delete | 17TH FL SOUTH WALL | MISC |  | NA | ES-SHC-003-SB-DS-EQUP_0001 | 3 | SB | DS | EQUP_0001 | J206 |  |  |  | 2025-09-26 18:41 | Search Dashboard v1.2 STABLE.xlsm
| SOOT BLOWING | DETONATION CLEANER |  |  |  | (SSB) 14 SBDS | 2000188231 | 14 Detonation Sootblower Horn | Delete | 17TH FL SOUTH WALL | MISC |  | NA | ES-SHC-003-SB-DS-EQUP_0001 | 3 | SB | DS | EQUP_0001 | J206 |  |  |  | 2025-09-26 18:41 | Search Dashboard v1.2 STABLE.xlsm
| SOOT BLOWING | DETONATION CLEANER |  |  |  | (SSB) 15 SBDS | 2000188232 | 15 Detonation Sootblower Horn | Delete | 17TH FL SOUTH WALL | MISC |  | NA | ES-SHC-003-SB-DS-EQUP_0001 | 3 | SB | DS | EQUP_0001 | J206 |  |  |  | 2025-09-26 18:41 | Search Dashboard v1.2 STABLE.xlsm
| SOOT BLOWING | DETONATION CLEANER |  |  |  | (SSB) 16 SBDS | 2000188234 | 16 Detonation Sootblower Horn | Delete | 17TH FL NORTH WALL | MISC |  | NA | ES-SHC-003-SB-DS-EQUP_0001 | 3 | SB | DS | EQUP_0001 | J206 |  |  |  | 2025-09-26 18:41 | Search Dashboard v1.2 STABLE.xlsm
| SOOT BLOWING | DETONATION CLEANER |  |  |  | (SSB) 17 SBDS | 2000188236 | 17 Detonation Sootblower Horn | Delete | 17TH FL NORTH WALL | MISC |  | NA | ES-SHC-003-SB-DS-EQUP_0001 | 3 | SB | DS | EQUP_0001 | J206 |  |  |  | 2025-09-26 18:41 | Search Dashboard v1.2 STABLE.xlsm
| SOOT BLOWING | DETONATION CLEANER |  |  |  | (SSB) 18 SBDS | 2000188238 | 18 Detonation Sootblower Horn | Delete | 17TH FL NORTH WALL | MISC |  | NA | ES-SHC-003-SB-DS-EQUP_0001 | 3 | SB | DS | EQUP_0001 | J206 |  |  |  | 2025-09-26 18:41 | Search Dashboard v1.2 STABLE.xlsm
| SOOT BLOWING | ACOUSTIC CLEANER |  |  |  | (SSB) 2 SBAS | 2000188241 | 2 Acoustic Sootblower Horn | Delete | 5 FLR S308B | MISC |  | NA | ES-SHC-003-SB-AS-EQUP_0001 | 3 | SB | AS | EQUP_0001 | J206 |  |  |  | 2025-09-26 18:41 | Search Dashboard v1.2 STABLE.xlsm
| SOOT BLOWING | DETONATION CLEANER |  |  |  | (SSB) 2 SBDS | 2000188242 | 2 Detonation Sootblower Horn | Delete | 15TH FL SOUTH WALL | MISC |  | NA | ES-SHC-003-SB-DS-EQUP_0001 | 3 | SB | DS | EQUP_0001 | J206 |  |  |  | 2025-09-26 18:41 | Search Dashboard v1.2 STABLE.xlsm
| SOOT BLOWING | ACOUSTIC CLEANER |  |  |  | (SSB) 3 SBAS | 2000188258 | 3 Acoustic Sootblower Horn | Delete | 5 FLR S308B | MISC |  | NA | ES-SHC-003-SB-AS-EQUP_0001 | 3 | SB | AS | EQUP_0001 | J206 |  |  |  | 2025-09-26 18:41 | Search Dashboard v1.2 STABLE.xlsm
| SOOT BLOWING | DETONATION CLEANER |  |  |  | (SSB) 3 SBDS | 2000188259 | 3 Detonation Sootblower Horn | Delete | 15TH FL SOUTH WALL | MISC |  | NA | ES-SHC-003-SB-DS-EQUP_0001 | 3 | SB | DS | EQUP_0001 | J206 |  |  |  | 2025-09-26 18:41 | Search Dashboard v1.2 STABLE.xlsm
| SOOT BLOWING | ACOUSTIC CLEANER |  |  |  | (SSB) 4 SBAS | 2000188291 | 4 Acoustic Sootblower Horn | Delete | 5 FLR S308B | MISC |  | NA | ES-SHC-003-SB-AS-EQUP_0001 | 3 | SB | AS | EQUP_0001 | J206 |  |  |  | 2025-09-26 18:41 | Search Dashboard v1.2 STABLE.xlsm
| SOOT BLOWING | DETONATION CLEANER |  |  |  | (SSB) 4 SBDS | 2000188292 | 4 Detonation Sootblower Horn | Delete | 15TH FL NORTH WALL | MISC |  | NA | ES-SHC-003-SB-DS-EQUP_0001 | 3 | SB | DS | EQUP_0001 | J206 |  |  |  | 2025-09-26 18:41 | Search Dashboard v1.2 STABLE.xlsm
| SOOT BLOWING | ACOUSTIC CLEANER |  |  |  | (SSB) 5 SBAS | 2000188311 | 5 Acoustic Sootblower Horn | Delete | 5 FLR S308B | MISC |  | NA | ES-SHC-003-SB-AS-EQUP_0001 | 3 | SB | AS | EQUP_0001 | J206 |  |  |  | 2025-09-26 18:41 | Search Dashboard v1.2 STABLE.xlsm
| SOOT BLOWING | DETONATION CLEANER |  |  |  | (SSB) 5 SBDS | 2000188312 | 5 Detonation Sootblower Horn | Delete | 15TH FL NORTH WALL | MISC |  | NA | ES-SHC-003-SB-DS-EQUP_0001 | 3 | SB | DS | EQUP_0001 | J206 |  |  |  | 2025-09-26 18:41 | Search Dashboard v1.2 STABLE.xlsm
| SOOT BLOWING | DETONATION CLEANER |  |  |  | (SSB) 6 SBDS | 2000188329 | 6 Detonation Sootblower Horn | Delete | 15TH FL NORTH WALL | MISC |  | NA | ES-SHC-003-SB-DS-EQUP_0001 | 3 | SB | DS | EQUP_0001 | J206 |  |  |  | 2025-09-26 18:41 | Search Dashboard v1.2 STABLE.xlsm
| SOOT BLOWING | DETONATION CLEANER |  |  |  | (SSB) 7 SBDS | 2000188343 | 7 Detonation Sootblower Horn | Delete | 16TH FL SOUTH WALL | MISC |  | NA | ES-SHC-003-SB-DS-EQUP_0001 | 3 | SB | DS | EQUP_0001 | J206 |  |  |  | 2025-09-26 18:41 | Search Dashboard v1.2 STABLE.xlsm
| SOOT BLOWING | DETONATION CLEANER |  |  |  | (SSB) 8 SBDS | 2000188357 | 8 Detonation Sootblower Horn | Delete | 16TH FL SOUTH WALL | MISC |  | NA | ES-SHC-003-SB-DS-EQUP_0001 | 3 | SB | DS | EQUP_0001 | J206 |  |  |  | 2025-09-26 18:41 | Search Dashboard v1.2 STABLE.xlsm
| SOOT BLOWING | DETONATION CLEANER |  |  |  | (SSB) 9 SBDS | 2000188377 | 9 Detonation Sootblower Horn | Delete | 16TH FL SOUTH WALL | MISC |  | NA | ES-SHC-003-SB-DS-EQUP_0001 | 3 | SB | DS | EQUP_0001 | J206 |  |  |  | 2025-09-26 18:41 | Search Dashboard v1.2 STABLE.xlsm
| SOOT BLOWING | DETONATION CLEANER |  |  |  | (SSB) AIRRCVR | 2000188387 | Sbds Oxid Air Receiver Tank | Delete | 16 FLR WEST - S OF N310 | TANK |  |  | ES-SHC-003-SB-DS-EQUP_0001 | 3 | SB | DS | EQUP_0001 | J206 |  |  |  | 2025-09-26 18:41 | Search Dashboard v1.2 STABLE.xlsm
| SOOT BLOWING | DETONATION CLEANER |  |  |  | (SSB) SBDS AIR FILTER 1 | 2000188393 | Sbds Oxid Air Filter 1 | Delete | 16 1/2 FL WEST - EAST OF N312 | FILTR |  |  | ES-SHC-003-SB-DS-EQUP_0001 | 3 | SB | DS | EQUP_0001 | J206 |  |  |  | 2025-09-26 18:41 | Search Dashboard v1.2 STABLE.xlsm
| SOOT BLOWING | DETONATION CLEANER |  |  |  | (SSB) SBDS AIR FILTER 2 | 2000188394 | Sbds Oxid Air Filter 2 | Delete | 16 1/2 FL WEST - EAST OF N312 | FILTR |  |  | ES-SHC-003-SB-DS-EQUP_0001 | 3 | SB | DS | EQUP_0001 | J206 |  |  |  | 2025-09-26 18:41 | Search Dashboard v1.2 STABLE.xlsm